## Dog
Catalog number | Name | Alternative Names | Species | Assay Type | Sensitivity | standard | Detection range | Sample type | Assay length | Research Area | Test principle
ELK9768 | Dog HbA1c(Glycated Hemoglobin A1c) ELISA Kit | Glycosylated Hemoglobin; Hemoglobin A1c; Hb1c; HbAIc; HbAIc | Dog | Competitive Inhibition | 4.25 μg/mL | 1000 μg/mL | 15.63-1000 μg/mL | plasma and erythrocyte lysates | 2h | Diagnosis of diabetes mellitus | This assay employs the competitive inhibition enzyme immunoassay technique. The microtiter plate provided in this kit has been pre-coated with Glycated Hemoglobin A1c(HbA1c) protein. Standards or samples are added to the appropriate microtiter plate wells then with a biotin-conjugated antibody specific to Glycated Hemoglobin A1c(HbA1c). Next,Avidin conjugated to Horseradish Peroxidase (HRP) is added to each microplate well and incubated. After TMB substrate solution is added. The enzyme-substrate reaction is terminated by the addition of sulphuric acid solution and the color change is measured spectrophotometrically at a wavelength of 450nm ± 10nm. The concentration of Glycated Hemoglobin A1c(HbA1c) in the samples is then determined by comparing the OD of the samples to the standard curve.
ELK9766 | Dog HA(Histamine) ELISA Kit | Histamin | Dog | Competitive Inhibition | 0.51 ng/mL | 100 ng/mL | 1.57-100 ng/mL | serum, plasma, tissue homogenates, cell lysates, cell culture supernates and other biological fluids | 2h | Signal transduction;Infection immunity; | This assay employs the competitive inhibition enzyme immunoassay technique. The microtiter plate provided in this kit has been pre-coated with Histamine(HA) protein. Standards or samples are added to the appropriate microtiter plate wells then with a biotin-conjugated antibody specific to Histamine(HA). Next,Avidin conjugated to Horseradish Peroxidase (HRP) is added to each microplate well and incubated. After TMB substrate solution is added. The enzyme-substrate reaction is terminated by the addition of sulphuric acid solution and the color change is measured spectrophotometrically at a wavelength of 450nm ± 10nm. The concentration of Histamine(HA) in the samples is then determined by comparing the OD of the samples to the standard curve.
ELK9731 | Dog GHRL(Ghrelin) ELISA Kit | MTLRP; Growth Hormone-Releasing Peptide | Dog | Competitive Inhibition | 51.3 pg/mL | 10000 pg/mL | 156.25-10000 pg/mL | serum, plasma, tissue homogenates, cell lysates, cell culture supernates and other biological fluids | 2h | Signal transduction;Metabolic pathway;Endocrinology;Gastroenterology;Hormone metabolism; | This assay employs the competitive inhibition enzyme immunoassay technique. The microtiter plate provided in this kit has been pre-coated with Ghrelin(GHRL) protein. Standards or samples are added to the appropriate microtiter plate wells then with a biotin-conjugated antibody specific to Ghrelin(GHRL). Next,Avidin conjugated to Horseradish Peroxidase (HRP) is added to each microplate well and incubated. After TMB substrate solution is added. The enzyme-substrate reaction is terminated by the addition of sulphuric acid solution and the color change is measured spectrophotometrically at a wavelength of 450nm ± 10nm. The concentration of Ghrelin(GHRL) in the samples is then determined by comparing the OD of the samples to the standard curve.
ELK9827 | Dog Hepc(Hepcidin) ELISA Kit | HAMP; HFE2B; PLTR; LEAP1; Hepcidin Antimicrobial Peptide; Liver-expressed antimicrobial peptide 1; Putative liver tumor regressor | Dog | Sandwich | 0.61 ng/mL | 100 ng/mL | 1.57-100 ng/mL | serum, plasma and other biological fluids | 3.5h | Metabolic pathway;Endocrinology;Hematology;Genetic science; | The test principle applied in this kit is Sandwich enzyme immunoassay. The microtiter plate provided in this kit has been pre-coated with an antibody specific to Hepcidin(Hepc). Standards or samples are added to the appropriate microtiter plate wells then with a biotin-conjugated antibody specific to Hepcidin(Hepc). Next, Avidin conjugated to Horseradish Peroxidase (HRP) is added to each microplate well and incubated. After TMB substrate solution is added, only those wells that contain Hepcidin(Hepc), biotin-conjugated antibody and enzyme-conjugated Avidin will exhibit a change in color. The enzyme-substrate reaction is terminated by the addition of sulphuric acid solution and the color change is measured spectrophotometrically at a wavelength of 450nm ± 10nm. The concentration of Hepcidin(Hepc) in the samples is then determined by comparing the OD of the samples to the standard curve.
ELK9720 | Dog ACVA(Activin A) ELISA Kit | ACV-A; Activin Beta A Beta A Homodimer | Dog | Competitive Inhibition | 4.63 pg/mL | 1000 pg/mL | 15.63-1000 pg/mL | serum, plasma, tissue homogenates, cell lysates, cell culture supernates and other biological fluids | 2h | Endocrinology;Reproductive science;Hormone metabolism; | This assay employs the competitive inhibition enzyme immunoassay technique. The microtiter plate provided in this kit has been pre-coated with Activin A(ACVA) protein. Standards or samples are added to the appropriate microtiter plate wells then with a biotin-conjugated antibody specific to Activin A(ACVA). Next,Avidin conjugated to Horseradish Peroxidase (HRP) is added to each microplate well and incubated. After TMB substrate solution is added. The enzyme-substrate reaction is terminated by the addition of sulphuric acid solution and the color change is measured spectrophotometrically at a wavelength of 450nm ± 10nm. The concentration of Activin A(ACVA) in the samples is then determined by comparing the OD of the samples to the standard curve.
ELK9774 | Dog PDGFBB(Platelet Derived Growth Factor BB) ELISA Kit | PDGF-BB | Dog | Sandwich | 12.8 pg/mL | 2000 pg/mL | 31.25-2000 pg/mL | serum, plasma, tissue homogenates, cell lysates, cell culture supernates and other biological fluids | 3.5h | Cytokine;Tumor immunity; | The test principle applied in this kit is Sandwich enzyme immunoassay. The microtiter plate provided in this kit has been pre-coated with an antibody specific to Platelet Derived Growth Factor BB(PDGFBB). Standards or samples are added to the appropriate microtiter plate wells then with a biotin-conjugated antibody specific to Platelet Derived Growth Factor BB(PDGFBB). Next, Avidin conjugated to Horseradish Peroxidase (HRP) is added to each microplate well and incubated. After TMB substrate solution is added, only those wells that contain Platelet Derived Growth Factor BB(PDGFBB), biotin-conjugated antibody and enzyme-conjugated Avidin will exhibit a change in color. The enzyme-substrate reaction is terminated by the addition of sulphuric acid solution and the color change is measured spectrophotometrically at a wavelength of 450nm ± 10nm. The concentration of Platelet Derived Growth Factor BB(PDGFBB) in the samples is then determined by comparing the OD of the samples to the standard curve.
ELK9773 | Dog SPD(Surfactant Associated Protein D) ELISA Kit | SFTPD; COLEC7; PSP-D; SFTP4; SP-D; Pulmonary Surfactant Protein D; Collectin-7; Lung surfactant protein D | Dog | Sandwich | 12.7 pg/mL | 2000 pg/mL | 31.25-2000 pg/mL | serum, plasma, tissue homogenates, lung lavage fluid and other biological fluids | 3.5h | Infection immunity;Pulmonology; | The test principle applied in this kit is Sandwich enzyme immunoassay. The microtiter plate provided in this kit has been pre-coated with an antibody specific to Surfactant Associated Protein D(SPD). Standards or samples are added to the appropriate microtiter plate wells then with a biotin-conjugated antibody specific to Surfactant Associated Protein D(SPD). Next, Avidin conjugated to Horseradish Peroxidase (HRP) is added to each microplate well and incubated. After TMB substrate solution is added, only those wells that contain Surfactant Associated Protein D(SPD), biotin-conjugated antibody and enzyme-conjugated Avidin will exhibit a change in color. The enzyme-substrate reaction is terminated by the addition of sulphuric acid solution and the color change is measured spectrophotometrically at a wavelength of 450nm ± 10nm. The concentration of Surfactant Associated Protein D(SPD) in the samples is then determined by comparing the OD of the samples to the standard curve.
ELK9772 | Dog SPA2(Surfactant Associated Protein A2) ELISA Kit | SFTPA2B; COLEC5; SP2A; SPA1 beta; SP-A2; SPAII; Collectin-5; Pulmonary Surfactant Protein A2; 35 kDa pulmonary surfactant-associated protein; Alveolar proteinosis protein | Dog | Sandwich | 0.062 ng/mL | 10 ng/mL | 0.16-10 ng/mL | tissue homogenates, cell lysates, cell culture supernates and other biological fluids | 3.5h | Infection immunity; | The test principle applied in this kit is Sandwich enzyme immunoassay. The microtiter plate provided in this kit has been pre-coated with an antibody specific to Surfactant Associated Protein A2(SPA2). Standards or samples are added to the appropriate microtiter plate wells then with a biotin-conjugated antibody specific to Surfactant Associated Protein A2(SPA2). Next, Avidin conjugated to Horseradish Peroxidase (HRP) is added to each microplate well and incubated. After TMB substrate solution is added, only those wells that contain Surfactant Associated Protein A2(SPA2), biotin-conjugated antibody and enzyme-conjugated Avidin will exhibit a change in color. The enzyme-substrate reaction is terminated by the addition of sulphuric acid solution and the color change is measured spectrophotometrically at a wavelength of 450nm ± 10nm. The concentration of Surfactant Associated Protein A2(SPA2) in the samples is then determined by comparing the OD of the samples to the standard curve.
ELK9771 | Dog FPR1(Formyl Peptide Receptor 1) ELISA Kit | FMLP; FPR; fMet-Leu-Phe receptor; N-formylpeptide chemoattractant receptor | Dog | Sandwich | 0.061 ng/mL | 10 ng/mL | 0.16-10 ng/mL | Cell lysates, cell culture supernates and other biological fluids | 3.5h | Endocrinology; | The test principle applied in this kit is Sandwich enzyme immunoassay. The microtiter plate provided in this kit has been pre-coated with an antibody specific to Formyl Peptide Receptor 1(FPR1). Standards or samples are added to the appropriate microtiter plate wells then with a biotin-conjugated antibody specific to Formyl Peptide Receptor 1(FPR1). Next, Avidin conjugated to Horseradish Peroxidase (HRP) is added to each microplate well and incubated. After TMB substrate solution is added, only those wells that contain Formyl Peptide Receptor 1(FPR1), biotin-conjugated antibody and enzyme-conjugated Avidin will exhibit a change in color. The enzyme-substrate reaction is terminated by the addition of sulphuric acid solution and the color change is measured spectrophotometrically at a wavelength of 450nm ± 10nm. The concentration of Formyl Peptide Receptor 1(FPR1) in the samples is then determined by comparing the OD of the samples to the standard curve.
ELK9770 | Dog FPR2(Formyl Peptide Receptor 2) ELISA Kit | LXA4R; FPRL1; RFP; ALXR; FMLP-R-II; FMLPX; FPR2A; FPRH1; FPRH2; HM63; LRLP; N-Formyl Peptide Receptor 2; Lipoxin A4 Receptor Like Protein; FMLP-related receptor I | Dog | Sandwich | 0.055 ng/mL | 10 ng/mL | 0.16-10 ng/mL | Tissue homogenates, cell lysates and other biological fluids | 3.5h | Signal transduction;Infection immunity;Developmental science; | The test principle applied in this kit is Sandwich enzyme immunoassay. The microtiter plate provided in this kit has been pre-coated with an antibody specific to Formyl Peptide Receptor 2(FPR2). Standards or samples are added to the appropriate microtiter plate wells then with a biotin-conjugated antibody specific to Formyl Peptide Receptor 2(FPR2). Next, Avidin conjugated to Horseradish Peroxidase (HRP) is added to each microplate well and incubated. After TMB substrate solution is added, only those wells that contain Formyl Peptide Receptor 2(FPR2), biotin-conjugated antibody and enzyme-conjugated Avidin will exhibit a change in color. The enzyme-substrate reaction is terminated by the addition of sulphuric acid solution and the color change is measured spectrophotometrically at a wavelength of 450nm ± 10nm. The concentration of Formyl Peptide Receptor 2(FPR2) in the samples is then determined by comparing the OD of the samples to the standard curve.
ELK9765 | Dog FBN1(Fibrillin 1) ELISA Kit | FBN; MASS; MFS1; OCTD; SGS; Asprosin | Dog | Sandwich | 0.119 ng/mL | 20 ng/mL | 0.32-20 ng/mL | serum, plasma, tissue homogenates and other biological fluids | 3.5h | Signal transduction;Developmental science; | The test principle applied in this kit is Sandwich enzyme immunoassay. The microtiter plate provided in this kit has been pre-coated with an antibody specific to Fibrillin 1(FBN1). Standards or samples are added to the appropriate microtiter plate wells then with a biotin-conjugated antibody specific to Fibrillin 1(FBN1). Next, Avidin conjugated to Horseradish Peroxidase (HRP) is added to each microplate well and incubated. After TMB substrate solution is added, only those wells that contain Fibrillin 1(FBN1), biotin-conjugated antibody and enzyme-conjugated Avidin will exhibit a change in color. The enzyme-substrate reaction is terminated by the addition of sulphuric acid solution and the color change is measured spectrophotometrically at a wavelength of 450nm ± 10nm. The concentration of Fibrillin 1(FBN1) in the samples is then determined by comparing the OD of the samples to the standard curve.
ELK9733 | Dog IgE(Immunoglobulin E) ELISA Kit | IGHE; Immunoglobulin Heavy Constant Epsilon; Ig epsilon chain C region | Dog | Sandwich | 0.062 ug/mL | 10 ug/mL | 0.16-10 ug/mL | Serum, plasma and other biological fluids | 3.5h | Infection immunity;Immune molecule;Hematology;Autoimmunity; | The test principle applied in this kit is Sandwich enzyme immunoassay. The microtiter plate provided in this kit has been pre-coated with an antibody specific to Immunoglobulin E(IgE). Standards or samples are added to the appropriate microtiter plate wells then with a biotin-conjugated antibody specific to Immunoglobulin E(IgE). Next, Avidin conjugated to Horseradish Peroxidase (HRP) is added to each microplate well and incubated. After TMB substrate solution is added, only those wells that contain Immunoglobulin E(IgE), biotin-conjugated antibody and enzyme-conjugated Avidin will exhibit a change in color. The enzyme-substrate reaction is terminated by the addition of sulphuric acid solution and the color change is measured spectrophotometrically at a wavelength of 450nm ± 10nm. The concentration of Immunoglobulin E(IgE) in the samples is then determined by comparing the OD of the samples to the standard curve.
ELK9721 | Dog IgM(Immunoglobulin M) ELISA Kit | IGHM; Immunoglobulin Heavy Constant Mu; Ig mu chain C region | Dog | Sandwich | 0.069 ug/mL | 10 ug/mL | 0.16-10 ug/mL | serum and plasma | 3.5h | Infection immunity;Immune molecule;Hematology; | The test principle applied in this kit is Sandwich enzyme immunoassay. The microtiter plate provided in this kit has been pre-coated with an antibody specific to Immunoglobulin M(IgM). Standards or samples are added to the appropriate microtiter plate wells then with a biotin-conjugated antibody specific to Immunoglobulin M(IgM). Next, Avidin conjugated to Horseradish Peroxidase (HRP) is added to each microplate well and incubated. After TMB substrate solution is added, only those wells that contain Immunoglobulin M(IgM), biotin-conjugated antibody and enzyme-conjugated Avidin will exhibit a change in color. The enzyme-substrate reaction is terminated by the addition of sulphuric acid solution and the color change is measured spectrophotometrically at a wavelength of 450nm ± 10nm. The concentration of Immunoglobulin M(IgM) in the samples is then determined by comparing the OD of the samples to the standard curve.
ELK9719 | Dog GFAP(Glial Fibrillary Acidic Protein) ELISA Kit | Intermediate Filament Protein | Dog | Sandwich | 0.056 ng/mL | 10 ng/mL | 0.16-10 ng/mL | serum, plasma, tissue homogenates, cell lysates, cell culture supernates and other biological fluids | 3.5h | Infection immunity;Neuro science; | The test principle applied in this kit is Sandwich enzyme immunoassay. The microtiter plate provided in this kit has been pre-coated with an antibody specific to Glial Fibrillary Acidic Protein(GFAP). Standards or samples are added to the appropriate microtiter plate wells then with a biotin-conjugated antibody specific to Glial Fibrillary Acidic Protein(GFAP). Next, Avidin conjugated to Horseradish Peroxidase (HRP) is added to each microplate well and incubated. After TMB substrate solution is added, only those wells that contain Glial Fibrillary Acidic Protein(GFAP), biotin-conjugated antibody and enzyme-conjugated Avidin will exhibit a change in color. The enzyme-substrate reaction is terminated by the addition of sulphuric acid solution and the color change is measured spectrophotometrically at a wavelength of 450nm ± 10nm. The concentration of Glial Fibrillary Acidic Protein(GFAP) in the samples is then determined by comparing the OD of the samples to the standard curve.
ELK9718 | Dog UCHL1(Ubiquitin Carboxyl Terminal Hydrolase L1) ELISA Kit | PARK5; PGP9.5; Uch-L1; Neuron cytoplasmic protein 9.5; Ubiquitin thioesterase L1; Ubiquitin carboxyl-terminal hydrolase isozyme L1 | Dog | Sandwich | 0.27 ng/mL | 50 ng/mL | 0.79-50 ng/mL | tissue homogenates, cell lysates, cell culture supernates and other biological fluids | 3.5h | Enzyme & Kinase; | The test principle applied in this kit is Sandwich enzyme immunoassay. The microtiter plate provided in this kit has been pre-coated with an antibody specific to Ubiquitin Carboxyl Terminal Hydrolase L1(UCHL1). Standards or samples are added to the appropriate microtiter plate wells then with a biotin-conjugated antibody specific to Ubiquitin Carboxyl Terminal Hydrolase L1(UCHL1). Next, Avidin conjugated to Horseradish Peroxidase (HRP) is added to each microplate well and incubated. After TMB substrate solution is added, only those wells that contain Ubiquitin Carboxyl Terminal Hydrolase L1(UCHL1), biotin-conjugated antibody and enzyme-conjugated Avidin will exhibit a change in color. The enzyme-substrate reaction is terminated by the addition of sulphuric acid solution and the color change is measured spectrophotometrically at a wavelength of 450nm ± 10nm. The concentration of Ubiquitin Carboxyl Terminal Hydrolase L1(UCHL1) in the samples is then determined by comparing the OD of the samples to the standard curve.
ELK9676 | Dog sCD14(SolubleCluster of Differentiation 14) ELISA Kit | CD14 Antigen, Monocyte Differentiation Antigen CD14 | Dog | Sandwich | 0.94 ng/mL | 100 ng/mL | 1.56-100 ng/mL | serum, plasma, tissue homogenates, cell lysates, cell culture supernates and other biological fluids | 3.5h | Immunology;Stem Cells;Kits/ Lysates/ Other | The test principle applied in this kit is Sandwich enzyme immunoassay. The microtiter plate provided in this kit has been pre-coated with an antibody specific to SolubleCluster of Differentiation 14(sCD14). Standards or samples are added to the appropriate microtiter plate wells then with a biotin-conjugated antibody specific to SolubleCluster of Differentiation 14(sCD14). Next, Avidin conjugated to Horseradish Peroxidase (HRP) is added to each microplate well and incubated. After TMB substrate solution is added, only those wells that contain SolubleCluster of Differentiation 14(sCD14), biotin-conjugated antibody and enzyme-conjugated Avidin will exhibit a change in color. The enzyme-substrate reaction is terminated by the addition of sulphuric acid solution and the color change is measured spectrophotometrically at a wavelength of 450nm ± 10nm. The concentration of SolubleCluster of Differentiation 14(sCD14) in the samples is then determined by comparing the OD of the samples to the standard curve.
ELK9674 | Dog Presepsin(Presepsin) ELISA Kit | soluble CD14 subtype; sCD14-ST; Presepsin | Dog | Sandwich | 4.54 pg/mL | 1000 pg/mL | 15.63-1000 pg/mL | Serum, plasma and other biological fluids | 3.5h | Sepsis | The test principle applied in this kit is Sandwich enzyme immunoassay. The microtiter plate provided in this kit has been pre-coated with an antibody specific to Presepsin(Presepsin). Standards or samples are added to the appropriate microtiter plate wells then with a biotin-conjugated antibody specific to Presepsin(Presepsin). Next, Avidin conjugated to Horseradish Peroxidase (HRP) is added to each microplate well and incubated. After TMB substrate solution is added, only those wells that contain Presepsin(Presepsin), biotin-conjugated antibody and enzyme-conjugated Avidin will exhibit a change in color. The enzyme-substrate reaction is terminated by the addition of sulphuric acid solution and the color change is measured spectrophotometrically at a wavelength of 450nm ± 10nm. The concentration of Presepsin(Presepsin) in the samples is then determined by comparing the OD of the samples to the standard curve.
ELK9638 | Dog IL7(Interleukin 7) ELISA Kit | IL-7;Pre-B-cell Growth Factor; Lymphopoietin-1 | Dog | Sandwich | 6.2 pg/mL | 1000 pg/mL | 15.63-1000 pg/mL | serum, plasma, tissue homogenates, cell lysates, cell culture supernates and other biological fluids | 3.5h | Cytokine;Infection immunity;Bone metabolism;Dermatology; | The test principle applied in this kit is Sandwich enzyme immunoassay. The microtiter plate provided in this kit has been pre-coated with an antibody specific to Interleukin 7(IL7). Standards or samples are added to the appropriate microtiter plate wells then with a biotin-conjugated antibody specific to Interleukin 7(IL7). Next, Avidin conjugated to Horseradish Peroxidase (HRP) is added to each microplate well and incubated. After TMB substrate solution is added, only those wells that contain Interleukin 7(IL7), biotin-conjugated antibody and enzyme-conjugated Avidin will exhibit a change in color. The enzyme-substrate reaction is terminated by the addition of sulphuric acid solution and the color change is measured spectrophotometrically at a wavelength of 450nm ± 10nm. The concentration of Interleukin 7(IL7) in the samples is then determined by comparing the OD of the samples to the standard curve.
ELK9543 | Dog CKB(Creatine Kinase, Brain) ELISA Kit | CK-BB; CKBB; CK-B; CK-1 | Dog | Sandwich | 0.32 ng/mL | 50 ng/mL | 0.79-50 ng/mL | Tissue homogenates, cell lysates and other biological fluids. | 3.5h | Enzyme & Kinase;Metabolic pathway;Cardiovascular biology;Neuro science; | The test principle applied in this kit is Sandwich enzyme immunoassay. The microtiter plate provided in this kit has been pre-coated with an antibody specific to Creatine Kinase, Brain(CKB). Standards or samples are added to the appropriate microtiter plate wells then with a biotin-conjugated antibody specific to Creatine Kinase, Brain(CKB). Next, Avidin conjugated to Horseradish Peroxidase (HRP) is added to each microplate well and incubated. After TMB substrate solution is added, only those wells that contain Creatine Kinase, Brain(CKB), biotin-conjugated antibody and enzyme-conjugated Avidin will exhibit a change in color. The enzyme-substrate reaction is terminated by the addition of sulphuric acid solution and the color change is measured spectrophotometrically at a wavelength of 450nm ± 10nm. The concentration of Creatine Kinase, Brain(CKB) in the samples is then determined by comparing the OD of the samples to the standard curve.
ELK9530 | Dog GAL3(Galectin 3) ELISA Kit | LGALS3; CBP35; GALBP; GALIG; MAC2; 35 kDa lectin; Carbohyd犬e-binding protein 35; Galactose-specific lectin 3; Galactoside-binding protein; Laminin-binding protein; Lectin L-29 | Dog | Sandwich | 0.055 ng/mL | 10 ng/mL | 0.16-10 ng/mL | serum, plasma, tissue homogenates, cell lysates, cell culture supernates and other biological fluids | 3.5h | Infection immunity; | The test principle applied in this kit is Sandwich enzyme immunoassay. The microtiter plate provided in this kit has been pre-coated with an antibody specific to Galectin 3(GAL3). Standards or samples are added to the appropriate microtiter plate wells then with a biotin-conjugated antibody specific to Galectin 3(GAL3). Next, Avidin conjugated to Horseradish Peroxidase (HRP) is added to each microplate well and incubated. After TMB substrate solution is added, only those wells that contain Galectin 3(GAL3), biotin-conjugated antibody and enzyme-conjugated Avidin will exhibit a change in color. The enzyme-substrate reaction is terminated by the addition of sulphuric acid solution and the color change is measured spectrophotometrically at a wavelength of 450nm ± 10nm. The concentration of Galectin 3(GAL3) in the samples is then determined by comparing the OD of the samples to the standard curve.
ELK9529 | Dog BALP(Bone-specific alkaline phosphatase) ELISA Kit | BALP; BSAP; HOPS; AP-TNAP; TNSALP; Bone Alkaline Phosphatase; Alkaline Phosphatase,Tissue-Nonspecific Isozyme | Dog | Sandwich | 0.116 ng/mL | 20 ng/mL | 0.32-20 ng/mL | serum, plasma and other biological fluids | 3.5h | Enzyme & Kinase;Metabolic pathway;Hepatology;Bone metabolism; | The test principle applied in this kit is Sandwich enzyme immunoassay. The microtiter plate provided in this kit has been pre-coated with an antibody specific to Bone-specific alkaline phosphatase(BALP). Standards or samples are added to the appropriate microtiter plate wells then with a biotin-conjugated antibody specific to Bone-specific alkaline phosphatase(BALP). Next, Avidin conjugated to Horseradish Peroxidase (HRP) is added to each microplate well and incubated. After TMB substrate solution is added, only those wells that contain Bone-specific alkaline phosphatase(BALP), biotin-conjugated antibody and enzyme-conjugated Avidin will exhibit a change in color. The enzyme-substrate reaction is terminated by the addition of sulphuric acid solution and the color change is measured spectrophotometrically at a wavelength of 450nm ± 10nm. The concentration of Bone-specific alkaline phosphatase(BALP) in the samples is then determined by comparing the OD of the samples to the standard curve.
ELK9512 | Dog PCT(Procalcitonin) ELISA Kit | Pro-Calcitonin | Dog | Sandwich | 12.7 pg/mL | 2000 pg/mL | 31.25-2000 pg/mL | serum, plasma, tissue homogenates, cell lysates, cell culture supernates and other biological fluids | 3.5h | Infection immunity;Hormone metabolism; | The test principle applied in this kit is Sandwich enzyme immunoassay. The microtiter plate provided in this kit has been pre-coated with an antibody specific to Procalcitonin(PCT). Standards or samples are added to the appropriate microtiter plate wells then with a biotin-conjugated antibody specific to Procalcitonin(PCT). Next, Avidin conjugated to Horseradish Peroxidase (HRP) is added to each microplate well and incubated. After TMB substrate solution is added, only those wells that contain Procalcitonin(PCT), biotin-conjugated antibody and enzyme-conjugated Avidin will exhibit a change in color. The enzyme-substrate reaction is terminated by the addition of sulphuric acid solution and the color change is measured spectrophotometrically at a wavelength of 450nm ± 10nm. The concentration of Procalcitonin(PCT) in the samples is then determined by comparing the OD of the samples to the standard curve.
ELK9220 | Dog AMH(Anti-Mullerian Hormone) ELISA Kit | MIF; MIH; MIS; Müllerian Inhibiting Factor; Müllerian Inhibiting Hormone; Müllerian Inhibiting Substance | Dog | Competitive Inhibition | 25.4 pg/mL | 5000 pg/mL | 78.13-5000 pg/mL | serum, plasma, tissue homogenates, cell lysates, cell culture supernates and other biological fluids | 2h | Endocrinology;Reproductive science;Hormone metabolism; | This assay employs the competitive inhibition enzyme immunoassay technique. The microtiter plate provided in this kit has been pre-coated with Anti-Mullerian Hormone(AMH) protein. Standards or samples are added to the appropriate microtiter plate wells then with a biotin-conjugated antibody specific to Anti-Mullerian Hormone(AMH). Next,Avidin conjugated to Horseradish Peroxidase (HRP) is added to each microplate well and incubated. After TMB substrate solution is added. The enzyme-substrate reaction is terminated by the addition of sulphuric acid solution and the color change is measured spectrophotometrically at a wavelength of 450nm ± 10nm. The concentration of Anti-Mullerian Hormone(AMH) in the samples is then determined by comparing the OD of the samples to the standard curve.
ELK9337 | Dog Ki67P(Ki-67 Protein) ELISA Kit | MKI67; KIA; Ki-67; Antigen Identified By Monoclonal Antibody Ki-67 | Dog | Sandwich | 0.115 ng/mL | 20 ng/mL | 0.32-20 ng/mL | Tissue homogenates, cell lysates and other biological fluids. | 3.5h | Tumor immunity;Reproductive science; | The test principle applied in this kit is Sandwich enzyme immunoassay. The microtiter plate provided in this kit has been pre-coated with an antibody specific to Ki-67 Protein(Ki67P). Standards or samples are added to the appropriate microtiter plate wells then with a biotin-conjugated antibody specific to Ki-67 Protein(Ki67P). Next, Avidin conjugated to Horseradish Peroxidase (HRP) is added to each microplate well and incubated. After TMB substrate solution is added, only those wells that contain Ki-67 Protein(Ki67P), biotin-conjugated antibody and enzyme-conjugated Avidin will exhibit a change in color. The enzyme-substrate reaction is terminated by the addition of sulphuric acid solution and the color change is measured spectrophotometrically at a wavelength of 450nm ± 10nm. The concentration of Ki-67 Protein(Ki67P) in the samples is then determined by comparing the OD of the samples to the standard curve.
ELK9336 | Dog SCARD1(Scavenger Receptor Class D Member 1) ELISA Kit | CD68; GP110; Macrosialin; Macrophage Antigen CD68 | Dog | Sandwich | 0.065 ng/mL | 10 ng/mL | 0.16-10 ng/mL | tissue homogenates, cell lysates and other biological fluids | 3.5h | Signal transduction;CD & Adhesion molecule;Infection immunity; | The test principle applied in this kit is Sandwich enzyme immunoassay. The microtiter plate provided in this kit has been pre-coated with an antibody specific to Scavenger Receptor Class D Member 1(SCARD1). Standards or samples are added to the appropriate microtiter plate wells then with a biotin-conjugated antibody specific to Scavenger Receptor Class D Member 1(SCARD1). Next, Avidin conjugated to Horseradish Peroxidase (HRP) is added to each microplate well and incubated. After TMB substrate solution is added, only those wells that contain Scavenger Receptor Class D Member 1(SCARD1), biotin-conjugated antibody and enzyme-conjugated Avidin will exhibit a change in color. The enzyme-substrate reaction is terminated by the addition of sulphuric acid solution and the color change is measured spectrophotometrically at a wavelength of 450nm ± 10nm. The concentration of Scavenger Receptor Class D Member 1(SCARD1) in the samples is then determined by comparing the OD of the samples to the standard curve.
ELK9067 | Dog ALD(Aldosterone) ELISA Kit | Aldosterone | Dog | Competitive Inhibition | 9.41 pg/mL | 2000 pg/mL | 31.25-2000 pg/mL | serum, plasma and other biological fluids | 2h | Metabolic pathway;Endocrinology;Hormone metabolism; | This assay employs the competitive inhibition enzyme immunoassay technique. The microtiter plate provided in this kit has been pre-coated with Aldosterone(ALD) protein. Standards or samples are added to the appropriate microtiter plate wells then with a biotin-conjugated antibody specific to Aldosterone(ALD). Next,Avidin conjugated to Horseradish Peroxidase (HRP) is added to each microplate well and incubated. After TMB substrate solution is added. The enzyme-substrate reaction is terminated by the addition of sulphuric acid solution and the color change is measured spectrophotometrically at a wavelength of 450nm ± 10nm. The concentration of Aldosterone(ALD) in the samples is then determined by comparing the OD of the samples to the standard curve.
ELK8834 | Dog SDMA(Symmetric dimethylarginine) ELISA Kit | Symmetric dimethylarginine | Dog | Competitive Inhibition | 0.049 ng/mL | 10 ng/mL | 0.16-10 ng/mL | tissue homogenates, cell lysates, cell culture supernates and other biological fluids | 2h | Signal transduction;Developmental science;Bone metabolism; | This assay employs the competitive inhibition enzyme immunoassay technique. The microtiter plate provided in this kit has been pre-coated with Symmetric dimethylarginine(SDMA) protein. Standards or samples are added to the appropriate microtiter plate wells then with a biotin-conjugated antibody specific to Symmetric dimethylarginine(SDMA). Next,Avidin conjugated to Horseradish Peroxidase (HRP) is added to each microplate well and incubated. After TMB substrate solution is added. The enzyme-substrate reaction is terminated by the addition of sulphuric acid solution and the color change is measured spectrophotometrically at a wavelength of 450nm ± 10nm. The concentration of Symmetric dimethylarginine(SDMA) in the samples is then determined by comparing the OD of the samples to the standard curve.
ELK8819 | Dog CL(Cardiolipin) ELISA Kit | 1,3-Bis(sn-3-Phosphatidyl)-Sn-Glycerol | Dog | Competitive Inhibition | 1.5 ng/mL | 1000 ng/mL | 15.63-1000 ng/mL | tissue homogenates and other biological fluids | 2h | Cardiovascular biology; | This assay employs the competitive inhibition enzyme immunoassay technique. The microtiter plate provided in this kit has been pre-coated with Cardiolipin(CL) protein. Standards or samples are added to the appropriate microtiter plate wells then with a biotin-conjugated antibody specific to Cardiolipin(CL). Next,Avidin conjugated to Horseradish Peroxidase (HRP) is added to each microplate well and incubated. After TMB substrate solution is added. The enzyme-substrate reaction is terminated by the addition of sulphuric acid solution and the color change is measured spectrophotometrically at a wavelength of 450nm ± 10nm. The concentration of Cardiolipin(CL) in the samples is then determined by comparing the OD of the samples to the standard curve.
ELK8688 | Dog Cor(Cortisol) ELISA Kit | Hydrocortisone | Dog | Competitive Inhibition | 0.93 ng/mL | 200 ng/mL | 3.13-200 ng/mL | serum, plasma, urine and other biological fluids | 2h | Metabolic pathway;Endocrinology;Hormone metabolism; | This assay employs the competitive inhibition enzyme immunoassay technique. The microtiter plate provided in this kit has been pre-coated with Cortisol(Cor) protein. Standards or samples are added to the appropriate microtiter plate wells then with a biotin-conjugated antibody specific to Cortisol(Cor). Next,Avidin conjugated to Horseradish Peroxidase (HRP) is added to each microplate well and incubated. After TMB substrate solution is added. The enzyme-substrate reaction is terminated by the addition of sulphuric acid solution and the color change is measured spectrophotometrically at a wavelength of 450nm ± 10nm. The concentration of Cortisol(Cor) in the samples is then determined by comparing the OD of the samples to the standard curve.
ELK8647 | Dog HA(Hyaluronic Acid) ELISA Kit | Hyaluronan; Hyaluronate | Dog | Competitive Inhibition | 1.81 ng/mL | 400 ng/mL | 6.25-400 ng/mL | Serum, plasma and other biological fluids | 2h | Tumor immunity;Hepatology; | This assay employs the competitive inhibition enzyme immunoassay technique. The microtiter plate provided in this kit has been pre-coated with Hyaluronic Acid(HA) protein. Standards or samples are added to the appropriate microtiter plate wells then with a biotin-conjugated antibody specific to Hyaluronic Acid(HA). Next,Avidin conjugated to Horseradish Peroxidase (HRP) is added to each microplate well and incubated. After TMB substrate solution is added. The enzyme-substrate reaction is terminated by the addition of sulphuric acid solution and the color change is measured spectrophotometrically at a wavelength of 450nm ± 10nm. The concentration of Hyaluronic Acid(HA) in the samples is then determined by comparing the OD of the samples to the standard curve.
ELK8596 | Dog CTXIII(Cross Linked C-Telopeptide Of Type III Collagen) ELISA Kit | CTX-III; CTX3 | Dog | Competitive Inhibition | 46.8 pg/mL | 10000 pg/mL | 156.25-10000 pg/mL | Serum, plasma and other biological fluids | 2h | Metabolic pathway;Nutrition metabolism;Bone metabolism; | This assay employs the competitive inhibition enzyme immunoassay technique. The microtiter plate provided in this kit has been pre-coated with Cross Linked C-Telopeptide Of Type III Collagen(CTXIII) protein. Standards or samples are added to the appropriate microtiter plate wells then with a biotin-conjugated antibody specific to Cross Linked C-Telopeptide Of Type III Collagen(CTXIII). Next,Avidin conjugated to Horseradish Peroxidase (HRP) is added to each microplate well and incubated. After TMB substrate solution is added. The enzyme-substrate reaction is terminated by the addition of sulphuric acid solution and the color change is measured spectrophotometrically at a wavelength of 450nm ± 10nm. The concentration of Cross Linked C-Telopeptide Of Type III Collagen(CTXIII) in the samples is then determined by comparing the OD of the samples to the standard curve.
ELK8529 | Dog Cort(Corticosterone) ELISA Kit | Corticosrone | Dog | Competitive Inhibition | 0.51 ng/mL | 100 ng/mL | 1.57-100 ng/mL | serum, plasma, urine and other biological fluids | 2h | Infection immunity;Endocrinology;Hormone metabolism; | This assay employs the competitive inhibition enzyme immunoassay technique. The microtiter plate provided in this kit has been pre-coated with Corticosterone(Cort) protein. Standards or samples are added to the appropriate microtiter plate wells then with a biotin-conjugated antibody specific to Corticosterone(Cort). Next,Avidin conjugated to Horseradish Peroxidase (HRP) is added to each microplate well and incubated. After TMB substrate solution is added. The enzyme-substrate reaction is terminated by the addition of sulphuric acid solution and the color change is measured spectrophotometrically at a wavelength of 450nm ± 10nm. The concentration of Corticosterone(Cort) in the samples is then determined by comparing the OD of the samples to the standard curve.
ELK9293 | Dog TNFRSF5(Tumor Necrosis Factor Receptor Superfamily, Member 5) ELISA Kit | CD40; CDW40; Bp50; P50; B-cell surface antigen CD40; CD40L receptor | Dog | Sandwich | 5.4 pg/mL | 1000 pg/mL | 15.63-1000 pg/mL | Serum, plasma and other biological fluids. | 3.5h | Immune molecule; | The test principle applied in this kit is Sandwich enzyme immunoassay. The microtiter plate provided in this kit has been pre-coated with an antibody specific to Tumor Necrosis Factor Receptor Superfamily, Member 5(TNFRSF5). Standards or samples are added to the appropriate microtiter plate wells then with a biotin-conjugated antibody specific to Tumor Necrosis Factor Receptor Superfamily, Member 5(TNFRSF5). Next, Avidin conjugated to Horseradish Peroxidase (HRP) is added to each microplate well and incubated. After TMB substrate solution is added, only those wells that contain Tumor Necrosis Factor Receptor Superfamily, Member 5(TNFRSF5), biotin-conjugated antibody and enzyme-conjugated Avidin will exhibit a change in color. The enzyme-substrate reaction is terminated by the addition of sulphuric acid solution and the color change is measured spectrophotometrically at a wavelength of 450nm ± 10nm. The concentration of Tumor Necrosis Factor Receptor Superfamily, Member 5(TNFRSF5) in the samples is then determined by comparing the OD of the samples to the standard curve.
ELK9230 | Dog SHBG(Sex Hormone Binding Globulin) ELISA Kit | ABP; TEBG; SBP; Sex steroid-binding protein; Testis-specific androgen-binding protein; Testosterone-estradiol-binding globulin; Testosterone-estrogen-binding globulin | Dog | Sandwich | 0.62 ng/mL | 100 ng/mL | 1.57-100 ng/mL | serum, plasma and other biological fluids | 3.5h | Endocrinology;Reproductive science; | The test principle applied in this kit is Sandwich enzyme immunoassay. The microtiter plate provided in this kit has been pre-coated with an antibody specific to Sex Hormone Binding Globulin(SHBG). Standards or samples are added to the appropriate microtiter plate wells then with a biotin-conjugated antibody specific to Sex Hormone Binding Globulin(SHBG). Next, Avidin conjugated to Horseradish Peroxidase (HRP) is added to each microplate well and incubated. After TMB substrate solution is added, only those wells that contain Sex Hormone Binding Globulin(SHBG), biotin-conjugated antibody and enzyme-conjugated Avidin will exhibit a change in color. The enzyme-substrate reaction is terminated by the addition of sulphuric acid solution and the color change is measured spectrophotometrically at a wavelength of 450nm ± 10nm. The concentration of Sex Hormone Binding Globulin(SHBG) in the samples is then determined by comparing the OD of the samples to the standard curve.
ELK9228 | Dog ESM1(Endothelial Cell Specific Molecule 1) ELISA Kit | Endocan | Dog | Sandwich | 6.2 pg/mL | 1000 pg/mL | 15.63-1000 pg/mL | serum, plasma, tissue homogenates, cell lysates and other biological fluids | 3.5h | Metabolic pathway;Tumor immunity;Infection immunity;Cardiovascular biology; | The test principle applied in this kit is Sandwich enzyme immunoassay. The microtiter plate provided in this kit has been pre-coated with an antibody specific to Endothelial Cell Specific Molecule 1(ESM1). Standards or samples are added to the appropriate microtiter plate wells then with a biotin-conjugated antibody specific to Endothelial Cell Specific Molecule 1(ESM1). Next, Avidin conjugated to Horseradish Peroxidase (HRP) is added to each microplate well and incubated. After TMB substrate solution is added, only those wells that contain Endothelial Cell Specific Molecule 1(ESM1), biotin-conjugated antibody and enzyme-conjugated Avidin will exhibit a change in color. The enzyme-substrate reaction is terminated by the addition of sulphuric acid solution and the color change is measured spectrophotometrically at a wavelength of 450nm ± 10nm. The concentration of Endothelial Cell Specific Molecule 1(ESM1) in the samples is then determined by comparing the OD of the samples to the standard curve.
ELK9223 | Dog CP(Ceruloplasmin) ELISA Kit | CP2; CER; Caeruloplasmin; Ferroxidase; Oxygen Oxidoreductase | Dog | Sandwich | 0.32 ng/mL | 50 ng/mL | 0.79-50 ng/mL | Serum, plasma and other biological fluids. | 3.5h | Metabolic pathway;Infection immunity; | The test principle applied in this kit is Sandwich enzyme immunoassay. The microtiter plate provided in this kit has been pre-coated with an antibody specific to Ceruloplasmin(CP). Standards or samples are added to the appropriate microtiter plate wells then with a biotin-conjugated antibody specific to Ceruloplasmin(CP). Next, Avidin conjugated to Horseradish Peroxidase (HRP) is added to each microplate well and incubated. After TMB substrate solution is added, only those wells that contain Ceruloplasmin(CP), biotin-conjugated antibody and enzyme-conjugated Avidin will exhibit a change in color. The enzyme-substrate reaction is terminated by the addition of sulphuric acid solution and the color change is measured spectrophotometrically at a wavelength of 450nm ± 10nm. The concentration of Ceruloplasmin(CP) in the samples is then determined by comparing the OD of the samples to the standard curve.
ELK9192 | Dog NSE(Enolase, Neuron Specific) ELISA Kit | ENO2; Enolase 2; Gamma Enolase; 2-phospho-D-glyce犬e hydro-lyase; Neural enolase | Dog | Sandwich | 0.237 ng/mL | 40 ng/mL | 0.63-40 ng/mL | serum, plasma, tissue homogenates, cell lysates, cell culture supernates and other biological fluids | 3.5h | Enzyme & Kinase;Tumor immunity;Infection immunity;Neuro science; | The test principle applied in this kit is Sandwich enzyme immunoassay. The microtiter plate provided in this kit has been pre-coated with an antibody specific to Enolase, Neuron Specific(NSE). Standards or samples are added to the appropriate microtiter plate wells then with a biotin-conjugated antibody specific to Enolase, Neuron Specific(NSE). Next, Avidin conjugated to Horseradish Peroxidase (HRP) is added to each microplate well and incubated. After TMB substrate solution is added, only those wells that contain Enolase, Neuron Specific(NSE), biotin-conjugated antibody and enzyme-conjugated Avidin will exhibit a change in color. The enzyme-substrate reaction is terminated by the addition of sulphuric acid solution and the color change is measured spectrophotometrically at a wavelength of 450nm ± 10nm. The concentration of Enolase, Neuron Specific(NSE) in the samples is then determined by comparing the OD of the samples to the standard curve.
ELK9191 | Dog MBP(Myelin Basic Protein) ELISA Kit | Myelin A1 protein; Myelin membrane encephalitogenic protein | Dog | Sandwich | 0.055 ng/mL | 10 ng/mL | 0.16-10 ng/mL | Serum, plasma and other biological fluids. | 3.5h | Infection immunity;Neuro science;Autoimmunity; | The test principle applied in this kit is Sandwich enzyme immunoassay. The microtiter plate provided in this kit has been pre-coated with an antibody specific to Myelin Basic Protein(MBP). Standards or samples are added to the appropriate microtiter plate wells then with a biotin-conjugated antibody specific to Myelin Basic Protein(MBP). Next, Avidin conjugated to Horseradish Peroxidase (HRP) is added to each microplate well and incubated. After TMB substrate solution is added, only those wells that contain Myelin Basic Protein(MBP), biotin-conjugated antibody and enzyme-conjugated Avidin will exhibit a change in color. The enzyme-substrate reaction is terminated by the addition of sulphuric acid solution and the color change is measured spectrophotometrically at a wavelength of 450nm ± 10nm. The concentration of Myelin Basic Protein(MBP) in the samples is then determined by comparing the OD of the samples to the standard curve.
ELK9165 | Dog sRANKL(SolubleReceptor Activator of Nuclear factor-kB Ligand) ELISA Kit | CD254; TNFSF11; ODF; OPGL; TRANCE; HRANKL2; SOdf; Tumor Necrosis Factor(ligand)superfamily Member 11; TNF-related activation-induced cytokine; RANkL; Receptor Activator Of Nuclear Factor Kappa B Ligand | Dog | Sandwich | 5.7 pg/mL | 1000 pg/mL | 15.63-1000 pg/mL | serum, plasma, tissue homogenates, cell lysates, cell culture supernates and other biological fluids | 3.5h | Signal transduction;Metabolic pathway;Apoptosis;Tumor immunity;Bone metabolism; | The test principle applied in this kit is Sandwich enzyme immunoassay. The microtiter plate provided in this kit has been pre-coated with an antibody specific to SolubleReceptor Activator of Nuclear factor-kB Ligand(sRANKL). Standards or samples are added to the appropriate microtiter plate wells then with a biotin-conjugated antibody specific to SolubleReceptor Activator of Nuclear factor-kB Ligand(sRANKL). Next, Avidin conjugated to Horseradish Peroxidase (HRP) is added to each microplate well and incubated. After TMB substrate solution is added, only those wells that contain SolubleReceptor Activator of Nuclear factor-kB Ligand(sRANKL), biotin-conjugated antibody and enzyme-conjugated Avidin will exhibit a change in color. The enzyme-substrate reaction is terminated by the addition of sulphuric acid solution and the color change is measured spectrophotometrically at a wavelength of 450nm ± 10nm. The concentration of SolubleReceptor Activator of Nuclear factor-kB Ligand(sRANKL) in the samples is then determined by comparing the OD of the samples to the standard curve.
ELK9160 | Dog KLK2(Kallikrein 2) ELISA Kit | KLK2A2; HK2; Prostatic Kallikrein-Related Peptidase 2; Glandular kallikrein-1; Tissue kallikrein-2 | Dog | Sandwich | 0.061 ng/mL | 10 ng/mL | 0.16-10 ng/mL | serum, plasma, tissue homogenates and other biological fluids | 3.5h | Enzyme & Kinase; | The test principle applied in this kit is Sandwich enzyme immunoassay. The microtiter plate provided in this kit has been pre-coated with an antibody specific to Kallikrein 2(KLK2). Standards or samples are added to the appropriate microtiter plate wells then with a biotin-conjugated antibody specific to Kallikrein 2(KLK2). Next, Avidin conjugated to Horseradish Peroxidase (HRP) is added to each microplate well and incubated. After TMB substrate solution is added, only those wells that contain Kallikrein 2(KLK2), biotin-conjugated antibody and enzyme-conjugated Avidin will exhibit a change in color. The enzyme-substrate reaction is terminated by the addition of sulphuric acid solution and the color change is measured spectrophotometrically at a wavelength of 450nm ± 10nm. The concentration of Kallikrein 2(KLK2) in the samples is then determined by comparing the OD of the samples to the standard curve.
ELK9159 | Dog KLK3(Kallikrein 3) ELISA Kit | APS; KLK2A1; PSA; HK3; KLKB1; Seminin; Prostate Specific Antigen; Kallikrein-Related Peptidase 3; Semenogelase, g-Seminoprotein; P-30 Antigen; Plasma kallikrein | Dog | Sandwich | 0.059 ng/mL | 10 ng/mL | 0.16-10 ng/mL | serum, plasma, tissue homogenates and other biological fluids | 3.5h | Tumor immunity;Reproductive science; | The test principle applied in this kit is Sandwich enzyme immunoassay. The microtiter plate provided in this kit has been pre-coated with an antibody specific to Kallikrein 3(KLK3). Standards or samples are added to the appropriate microtiter plate wells then with a biotin-conjugated antibody specific to Kallikrein 3(KLK3). Next, Avidin conjugated to Horseradish Peroxidase (HRP) is added to each microplate well and incubated. After TMB substrate solution is added, only those wells that contain Kallikrein 3(KLK3), biotin-conjugated antibody and enzyme-conjugated Avidin will exhibit a change in color. The enzyme-substrate reaction is terminated by the addition of sulphuric acid solution and the color change is measured spectrophotometrically at a wavelength of 450nm ± 10nm. The concentration of Kallikrein 3(KLK3) in the samples is then determined by comparing the OD of the samples to the standard curve.
ELK9145 | Dog NF-κBp105(Nuclear factor NF-kappa-B p105 subunit) ELISA Kit | NF-KB1; EBP-1; KBF1; NF-Kappa-B; NFKB-P105; NFKB-P50; Nuclear Factor Of Kappa Light Polypeptide Gene Enhancer In B-Cells 1; Nuclear factor NF-kappa-B p105 subunit; NFkB; Nuclear Factor Kappa B | Dog | Sandwich | 0.057 ng/mL | 10 ng/mL | 0.16-10 ng/mL | Tissue homogenates, cell lysates and other biological fluids | 3.5h | Signal transduction; | The test principle applied in this kit is Sandwich enzyme immunoassay. The microtiter plate provided in this kit has been pre-coated with an antibody specific to Nuclear factor NF-kappa-B p105 subunit(NF-κBp105). Standards or samples are added to the appropriate microtiter plate wells then with a biotin-conjugated antibody specific to Nuclear factor NF-kappa-B p105 subunit(NF-κBp105). Next, Avidin conjugated to Horseradish Peroxidase (HRP) is added to each microplate well and incubated. After TMB substrate solution is added, only those wells that contain Nuclear factor NF-kappa-B p105 subunit(NF-κBp105), biotin-conjugated antibody and enzyme-conjugated Avidin will exhibit a change in color. The enzyme-substrate reaction is terminated by the addition of sulphuric acid solution and the color change is measured spectrophotometrically at a wavelength of 450nm ± 10nm. The concentration of Nuclear factor NF-kappa-B p105 subunit(NF-κBp105) in the samples is then determined by comparing the OD of the samples to the standard curve.
ELK9144 | Dog CRT(Calreticulin) ELISA Kit | CALR; RO; SSA; CC1qR; ERp60; HACBP; grp60; CRTC; CRP55; Calregulin; Sicca Syndrome Antigen A; Autoantigen Ro; Endoplasmic reticulum resident protein 60 | Dog | Sandwich | 1.22 ng/mL | 200 ng/mL | 3.13-200 ng/mL | serum, plasma, tissue homogenates, cell lysates, cell culture supernates and other biological fluids | 3.5h | Signal transduction;Metabolic pathway;Bone metabolism; | The test principle applied in this kit is Sandwich enzyme immunoassay. The microtiter plate provided in this kit has been pre-coated with an antibody specific to Calreticulin(CRT). Standards or samples are added to the appropriate microtiter plate wells then with a biotin-conjugated antibody specific to Calreticulin(CRT). Next, Avidin conjugated to Horseradish Peroxidase (HRP) is added to each microplate well and incubated. After TMB substrate solution is added, only those wells that contain Calreticulin(CRT), biotin-conjugated antibody and enzyme-conjugated Avidin will exhibit a change in color. The enzyme-substrate reaction is terminated by the addition of sulphuric acid solution and the color change is measured spectrophotometrically at a wavelength of 450nm ± 10nm. The concentration of Calreticulin(CRT) in the samples is then determined by comparing the OD of the samples to the standard curve.
ELK9143 | Dog CHGA(Chromogranin A) ELISA Kit | CGA; SP-I; Parathyroid Secretory Protein 1; Vasostatin; Pancreastatin; Parastatin; Pituitary secretory protein I | Dog | Sandwich | 57 pg/mL | 2000 pg/mL | 31.25-2000 pg/mL | Serum, plasma, tissue homogenates and other biological fluids | 3.5h | Tumor immunity;Neuro science; | The test principle applied in this kit is Sandwich enzyme immunoassay. The microtiter plate provided in this kit has been pre-coated with an antibody specific to Chromogranin A(CHGA). Standards or samples are added to the appropriate microtiter plate wells then with a biotin-conjugated antibody specific to Chromogranin A(CHGA). Next, Avidin conjugated to Horseradish Peroxidase (HRP) is added to each microplate well and incubated. After TMB substrate solution is added, only those wells that contain Chromogranin A(CHGA), biotin-conjugated antibody and enzyme-conjugated Avidin will exhibit a change in color. The enzyme-substrate reaction is terminated by the addition of sulphuric acid solution and the color change is measured spectrophotometrically at a wavelength of 450nm ± 10nm. The concentration of Chromogranin A(CHGA) in the samples is then determined by comparing the OD of the samples to the standard curve.
ELK9108 | Dog FE(Ferritin) ELISA Kit | Ferritin | Dog | Sandwich | 0.42 ng/mL | 60 ng/mL | 0.94-60 ng/mL | Serum, plasma, tissue homogenates and other biological fluids | 3.5h | Metabolic pathway;Tumor immunity;Hematology; | The test principle applied in this kit is Sandwich enzyme immunoassay. The microtiter plate provided in this kit has been pre-coated with an antibody specific to Ferritin(FE). Standards or samples are added to the appropriate microtiter plate wells then with a biotin-conjugated antibody specific to Ferritin(FE). Next, Avidin conjugated to Horseradish Peroxidase (HRP) is added to each microplate well and incubated. After TMB substrate solution is added, only those wells that contain Ferritin(FE), biotin-conjugated antibody and enzyme-conjugated Avidin will exhibit a change in color. The enzyme-substrate reaction is terminated by the addition of sulphuric acid solution and the color change is measured spectrophotometrically at a wavelength of 450nm ± 10nm. The concentration of Ferritin(FE) in the samples is then determined by comparing the OD of the samples to the standard curve.
ELK9107 | Dog CRP(C Reactive Protein) ELISA Kit | C-RP; PTX1; Pentraxin-Related; Pentraxin 1 | Dog | Sandwich | 0.065 ng/mL | 10 ng/mL | 0.16-10 ng/mL | Serum, plasma, tissue homogenates, cell lysates, cell culture supernates and other biological fluids | 3.5h | Tumor immunity;Infection immunity;Cardiovascular biology;Rheumatology; | The test principle applied in this kit is Sandwich enzyme immunoassay. The microtiter plate provided in this kit has been pre-coated with an antibody specific to C Reactive Protein(CRP). Standards or samples are added to the appropriate microtiter plate wells then with a biotin-conjugated antibody specific to C Reactive Protein(CRP). Next, Avidin conjugated to Horseradish Peroxidase (HRP) is added to each microplate well and incubated. After TMB substrate solution is added, only those wells that contain C Reactive Protein(CRP), biotin-conjugated antibody and enzyme-conjugated Avidin will exhibit a change in color. The enzyme-substrate reaction is terminated by the addition of sulphuric acid solution and the color change is measured spectrophotometrically at a wavelength of 450nm ± 10nm. The concentration of C Reactive Protein(CRP) in the samples is then determined by comparing the OD of the samples to the standard curve.
ELK9106 | Dog ANG2(Angiopoietin 2) ELISA Kit | ANG2; AGPT2; ANGPT2 | Dog | Sandwich | 0.54 ng/mL | 100 ng/mL | 1.57-100 ng/mL | Serum, plasma and other biological fluids. | 3.5h | Tumor immunity;Cardiovascular biology; | The test principle applied in this kit is Sandwich enzyme immunoassay. The microtiter plate provided in this kit has been pre-coated with an antibody specific to Angiopoietin 2(ANG2). Standards or samples are added to the appropriate microtiter plate wells then with a biotin-conjugated antibody specific to Angiopoietin 2(ANG2). Next, Avidin conjugated to Horseradish Peroxidase (HRP) is added to each microplate well and incubated. After TMB substrate solution is added, only those wells that contain Angiopoietin 2(ANG2), biotin-conjugated antibody and enzyme-conjugated Avidin will exhibit a change in color. The enzyme-substrate reaction is terminated by the addition of sulphuric acid solution and the color change is measured spectrophotometrically at a wavelength of 450nm ± 10nm. The concentration of Angiopoietin 2(ANG2) in the samples is then determined by comparing the OD of the samples to the standard curve.
ELK9084 | Dog LBP(Lipopolysaccharide Binding Protein) ELISA Kit | LPS-Binding Protein | Dog | Sandwich | 0.288 ng/mL | 40 ng/mL | 0.63-40 ng/mL | serum, plasma and other biological fluids | 3.5h | Infection immunity; | The test principle applied in this kit is Sandwich enzyme immunoassay. The microtiter plate provided in this kit has been pre-coated with an antibody specific to Lipopolysaccharide Binding Protein(LBP). Standards or samples are added to the appropriate microtiter plate wells then with a biotin-conjugated antibody specific to Lipopolysaccharide Binding Protein(LBP). Next, Avidin conjugated to Horseradish Peroxidase (HRP) is added to each microplate well and incubated. After TMB substrate solution is added, only those wells that contain Lipopolysaccharide Binding Protein(LBP), biotin-conjugated antibody and enzyme-conjugated Avidin will exhibit a change in color. The enzyme-substrate reaction is terminated by the addition of sulphuric acid solution and the color change is measured spectrophotometrically at a wavelength of 450nm ± 10nm. The concentration of Lipopolysaccharide Binding Protein(LBP) in the samples is then determined by comparing the OD of the samples to the standard curve.
ELK9083 | Dog suPAR(soluble Plasminogen Activator, Urokinase Receptor) ELISA Kit | CD87; PLAUR; PLAU-R; U-PAR; URKR; Monocyte Activation Antigen Mo3 | Dog | Sandwich | 36 pg/mL | 5000 pg/mL | 78.13-5000 pg/mL | serum, plasma, tissue homogenates and other biological fluids | 3.5h | Tumor immunity;Hematology; | The test principle applied in this kit is Sandwich enzyme immunoassay. The microtiter plate provided in this kit has been pre-coated with an antibody specific to soluble Plasminogen Activator, Urokinase Receptor(suPAR). Standards or samples are added to the appropriate microtiter plate wells then with a biotin-conjugated antibody specific to soluble Plasminogen Activator, Urokinase Receptor(suPAR). Next, Avidin conjugated to Horseradish Peroxidase (HRP) is added to each microplate well and incubated. After TMB substrate solution is added, only those wells that contain soluble Plasminogen Activator, Urokinase Receptor(suPAR), biotin-conjugated antibody and enzyme-conjugated Avidin will exhibit a change in color. The enzyme-substrate reaction is terminated by the addition of sulphuric acid solution and the color change is measured spectrophotometrically at a wavelength of 450nm ± 10nm. The concentration of soluble Plasminogen Activator, Urokinase Receptor(suPAR) in the samples is then determined by comparing the OD of the samples to the standard curve.
ELK9063 | Dog vWFCP(Von Willebrand Factor Cleaving Protease) ELISA Kit | ADAMTS13; TTP; vWF-cp; vWF-cleaving protease; A Disintegrin And Metalloproteinase With A Thrombospondin Type 1 Motif Member 13 | Dog | Sandwich | 0.127 ng/mL | 20 ng/mL | 0.32-20 ng/mL | serum, plasma and other biological fluids | 3.5h | Enzyme & Kinase;Hematology; | The test principle applied in this kit is Sandwich enzyme immunoassay. The microtiter plate provided in this kit has been pre-coated with an antibody specific to Von Willebrand Factor Cleaving Protease(vWFCP). Standards or samples are added to the appropriate microtiter plate wells then with a biotin-conjugated antibody specific to Von Willebrand Factor Cleaving Protease(vWFCP). Next, Avidin conjugated to Horseradish Peroxidase (HRP) is added to each microplate well and incubated. After TMB substrate solution is added, only those wells that contain Von Willebrand Factor Cleaving Protease(vWFCP), biotin-conjugated antibody and enzyme-conjugated Avidin will exhibit a change in color. The enzyme-substrate reaction is terminated by the addition of sulphuric acid solution and the color change is measured spectrophotometrically at a wavelength of 450nm ± 10nm. The concentration of Von Willebrand Factor Cleaving Protease(vWFCP) in the samples is then determined by comparing the OD of the samples to the standard curve.
ELK8932 | Dog SAA(Serum Amyloid A) ELISA Kit | SA-A; SAA1; PIG4; TP53I4; Amyloid protein A; Amyloid fibril protein AA; Serum amyloid A-1 protein | Dog | Sandwich | 0.37 ng/mL | 50 ng/mL | 0.79-50 ng/mL | serum, plasma and other biological fluids | 3.5h | Infection immunity;Kidney biomarker;Hepatology;Urology; | The test principle applied in this kit is Sandwich enzyme immunoassay. The microtiter plate provided in this kit has been pre-coated with an antibody specific to Serum Amyloid A(SAA). Standards or samples are added to the appropriate microtiter plate wells then with a biotin-conjugated antibody specific to Serum Amyloid A(SAA). Next, Avidin conjugated to Horseradish Peroxidase (HRP) is added to each microplate well and incubated. After TMB substrate solution is added, only those wells that contain Serum Amyloid A(SAA), biotin-conjugated antibody and enzyme-conjugated Avidin will exhibit a change in color. The enzyme-substrate reaction is terminated by the addition of sulphuric acid solution and the color change is measured spectrophotometrically at a wavelength of 450nm ± 10nm. The concentration of Serum Amyloid A(SAA) in the samples is then determined by comparing the OD of the samples to the standard curve.
ELK8911 | Dog KAL(Kallistatin) ELISA Kit | SERPINA4; KLST; KST; PI4; Serpin Peptidase Inhibitor Clade A Member 4; Tissue Kallikrein Inhibitor; Kallikrein Binding Protein; Peptidase inhibitor 4 | Dog | Sandwich | 2.46 ng/mL | 400 ng/mL | 6.25-400 ng/mL | Serum, plasma, tissue homogenates and other biological fluids. | 3.5h | Infection immunity; | The test principle applied in this kit is Sandwich enzyme immunoassay. The microtiter plate provided in this kit has been pre-coated with an antibody specific to Kallistatin(KAL). Standards or samples are added to the appropriate microtiter plate wells then with a biotin-conjugated antibody specific to Kallistatin(KAL). Next, Avidin conjugated to Horseradish Peroxidase (HRP) is added to each microplate well and incubated. After TMB substrate solution is added, only those wells that contain Kallistatin(KAL), biotin-conjugated antibody and enzyme-conjugated Avidin will exhibit a change in color. The enzyme-substrate reaction is terminated by the addition of sulphuric acid solution and the color change is measured spectrophotometrically at a wavelength of 450nm ± 10nm. The concentration of Kallistatin(KAL) in the samples is then determined by comparing the OD of the samples to the standard curve.
ELK8818 | Dog TNNI3(Troponin I Type 3, Cardiac) ELISA Kit | cTnI; TNNC1; CMH7; C-TnI; Troponin I Type 3; Cardiac troponin I; Troponin I | Dog | Sandwich | 5.9 pg/mL | 1000 pg/mL | 15.63-1000 pg/mL | serum, plasma, tissue homogenates and other biological fluids | 3.5h | Cardiovascular biology; | The test principle applied in this kit is Sandwich enzyme immunoassay. The microtiter plate provided in this kit has been pre-coated with an antibody specific to Troponin I Type 3, Cardiac(TNNI3). Standards or samples are added to the appropriate microtiter plate wells then with a biotin-conjugated antibody specific to Troponin I Type 3, Cardiac(TNNI3). Next, Avidin conjugated to Horseradish Peroxidase (HRP) is added to each microplate well and incubated. After TMB substrate solution is added, only those wells that contain Troponin I Type 3, Cardiac(TNNI3), biotin-conjugated antibody and enzyme-conjugated Avidin will exhibit a change in color. The enzyme-substrate reaction is terminated by the addition of sulphuric acid solution and the color change is measured spectrophotometrically at a wavelength of 450nm ± 10nm. The concentration of Troponin I Type 3, Cardiac(TNNI3) in the samples is then determined by comparing the OD of the samples to the standard curve.
ELK8808 | Dog GDH(Glutamate Dehydrogenase 1) ELISA Kit | GLUD1; Glutamate dehydrogenase 1, mitochondrial | Dog | Sandwich | 0.072 ng/mL | 10 ng/mL | 0.16-10 ng/mL | serum, plasma, tissue homogenates and other biological fluids | 3.5h | Enzyme & Kinase;Endocrinology;Neuro science; | The test principle applied in this kit is Sandwich enzyme immunoassay. The microtiter plate provided in this kit has been pre-coated with an antibody specific to Glutamate Dehydrogenase 1(GDH). Standards or samples are added to the appropriate microtiter plate wells then with a biotin-conjugated antibody specific to Glutamate Dehydrogenase 1(GDH). Next, Avidin conjugated to Horseradish Peroxidase (HRP) is added to each microplate well and incubated. After TMB substrate solution is added, only those wells that contain Glutamate Dehydrogenase 1(GDH), biotin-conjugated antibody and enzyme-conjugated Avidin will exhibit a change in color. The enzyme-substrate reaction is terminated by the addition of sulphuric acid solution and the color change is measured spectrophotometrically at a wavelength of 450nm ± 10nm. The concentration of Glutamate Dehydrogenase 1(GDH) in the samples is then determined by comparing the OD of the samples to the standard curve.
ELK8732 | Dog Pro-ANP(Pro Atrial Natriuretic Peptide) ELISA Kit | NT-proANP; Pro Atrial Natriuretic Peptide | Dog | Sandwich | 0.055 ng/mL | 10 ng/mL | 0.16-10 ng/mL | Serum, plasma, tissue homogenates, cell lysates, cell culture supernates and other biological fluids | 3.5h | Endocrinology;Cardiovascular biology | The test principle applied in this kit is Sandwich enzyme immunoassay. The microtiter plate provided in this kit has been pre-coated with an antibody specific to Pro Atrial Natriuretic Peptide(Pro-ANP). Standards or samples are added to the appropriate microtiter plate wells then with a biotin-conjugated antibody specific to Pro Atrial Natriuretic Peptide(Pro-ANP). Next, Avidin conjugated to Horseradish Peroxidase (HRP) is added to each microplate well and incubated. After TMB substrate solution is added, only those wells that contain Pro Atrial Natriuretic Peptide(Pro-ANP), biotin-conjugated antibody and enzyme-conjugated Avidin will exhibit a change in color. The enzyme-substrate reaction is terminated by the addition of sulphuric acid solution and the color change is measured spectrophotometrically at a wavelength of 450nm ± 10nm. The concentration of Pro Atrial Natriuretic Peptide(Pro-ANP) in the samples is then determined by comparing the OD of the samples to the standard curve.
ELK8731 | Dog hs-cTnT(High Sensitivity Cardiac Troponin T) ELISA Kit | High Sensitivity Cardiac Troponin T | Dog | Sandwich | 5.39 pg/mL | 1000 pg/mL | 15.63-1000 pg/mL | serum, plasma, tissue homogenates, cell lysates, cell culture supernates and other biological fluids | 3.5h | Cardiovascular biology | The test principle applied in this kit is Sandwich enzyme immunoassay. The microtiter plate provided in this kit has been pre-coated with an antibody specific to High Sensitivity Cardiac Troponin T(hs-cTnT). Standards or samples are added to the appropriate microtiter plate wells then with a biotin-conjugated antibody specific to High Sensitivity Cardiac Troponin T(hs-cTnT). Next, Avidin conjugated to Horseradish Peroxidase (HRP) is added to each microplate well and incubated. After TMB substrate solution is added, only those wells that contain High Sensitivity Cardiac Troponin T(hs-cTnT), biotin-conjugated antibody and enzyme-conjugated Avidin will exhibit a change in color. The enzyme-substrate reaction is terminated by the addition of sulphuric acid solution and the color change is measured spectrophotometrically at a wavelength of 450nm ± 10nm. The concentration of High Sensitivity Cardiac Troponin T(hs-cTnT) in the samples is then determined by comparing the OD of the samples to the standard curve.
ELK8730 | Dog hs-cTnI(High Sensitivity Cardiac Troponin I) ELISA Kit | High Sensitivity Cardiac Troponin I | Dog | Sandwich | 4.94 pg/mL | 1000 pg/mL | 15.63-1000 pg/mL | serum, plasma, tissue homogenates, cell lysates, cell culture supernates and other biological fluids | 3.5h | Cardiovascular biology | The test principle applied in this kit is Sandwich enzyme immunoassay. The microtiter plate provided in this kit has been pre-coated with an antibody specific to High Sensitivity Cardiac Troponin I(hs-cTnI). Standards or samples are added to the appropriate microtiter plate wells then with a biotin-conjugated antibody specific to High Sensitivity Cardiac Troponin I(hs-cTnI). Next, Avidin conjugated to Horseradish Peroxidase (HRP) is added to each microplate well and incubated. After TMB substrate solution is added, only those wells that contain High Sensitivity Cardiac Troponin I(hs-cTnI), biotin-conjugated antibody and enzyme-conjugated Avidin will exhibit a change in color. The enzyme-substrate reaction is terminated by the addition of sulphuric acid solution and the color change is measured spectrophotometrically at a wavelength of 450nm ± 10nm. The concentration of High Sensitivity Cardiac Troponin I(hs-cTnI) in the samples is then determined by comparing the OD of the samples to the standard curve.
ELK8700 | Dog SLPI(Secretory Leukocyte Peptidase Inhibitor) ELISA Kit | ALK1; ALP; MPI; BLPI; HUSI; HUSI-I; WAP4; WFDC4; Antileukoproteinase; Seminal proteinase inhibitor; Mucus proteinase inhibitor; WAP four-disulfide core domain protein 4 | Dog | Sandwich | 0.115 ng/mL | 20 ng/mL | 0.32-20 ng/mL | Serum, plasma, tissue homogenates, cell lysates, urine, cell culture supernates and other biological fluids | 3.5h | Immune molecule; | The test principle applied in this kit is Sandwich enzyme immunoassay. The microtiter plate provided in this kit has been pre-coated with an antibody specific to Secretory Leukocyte Peptidase Inhibitor(SLPI). Standards or samples are added to the appropriate microtiter plate wells then with a biotin-conjugated antibody specific to Secretory Leukocyte Peptidase Inhibitor(SLPI). Next, Avidin conjugated to Horseradish Peroxidase (HRP) is added to each microplate well and incubated. After TMB substrate solution is added, only those wells that contain Secretory Leukocyte Peptidase Inhibitor(SLPI), biotin-conjugated antibody and enzyme-conjugated Avidin will exhibit a change in color. The enzyme-substrate reaction is terminated by the addition of sulphuric acid solution and the color change is measured spectrophotometrically at a wavelength of 450nm ± 10nm. The concentration of Secretory Leukocyte Peptidase Inhibitor(SLPI) in the samples is then determined by comparing the OD of the samples to the standard curve.
ELK8651 | Dog PIINP(Procollagen II N-Terminal Propeptide) ELISA Kit | P2NP; N-Propeptide Of Type II Procollagen; Procollagen II Amino Terminal Propeptide | Dog | Sandwich | 39.17 pg/mL | 6000 pg/mL | 93.75-6000 pg/mL | Serum, plasma, tissue homogenates and other biological fluids | 3.5h | Bone metabolism; | The test principle applied in this kit is Sandwich enzyme immunoassay. The microtiter plate provided in this kit has been pre-coated with an antibody specific to Procollagen II N-Terminal Propeptide(PIINP). Standards or samples are added to the appropriate microtiter plate wells then with a biotin-conjugated antibody specific to Procollagen II N-Terminal Propeptide(PIINP). Next, Avidin conjugated to Horseradish Peroxidase (HRP) is added to each microplate well and incubated. After TMB substrate solution is added, only those wells that contain Procollagen II N-Terminal Propeptide(PIINP), biotin-conjugated antibody and enzyme-conjugated Avidin will exhibit a change in color. The enzyme-substrate reaction is terminated by the addition of sulphuric acid solution and the color change is measured spectrophotometrically at a wavelength of 450nm ± 10nm. The concentration of Procollagen II N-Terminal Propeptide(PIINP) in the samples is then determined by comparing the OD of the samples to the standard curve.
ELK8648 | Dog PIICP(Procollagen II C-Terminal Propeptide) ELISA Kit | P2CP; C-Propeptide Of Type II Procollagen; Procollagen II Carboxy Terminal Propeptide | Dog | Sandwich | 12.5 pg/mL | 2000 pg/mL | 31.25-2000 pg/mL | serum, plasma and other biological fluids | 3.5h | Infection immunity;Bone metabolism;Rheumatology; | The test principle applied in this kit is Sandwich enzyme immunoassay. The microtiter plate provided in this kit has been pre-coated with an antibody specific to Procollagen II C-Terminal Propeptide(PIICP). Standards or samples are added to the appropriate microtiter plate wells then with a biotin-conjugated antibody specific to Procollagen II C-Terminal Propeptide(PIICP). Next, Avidin conjugated to Horseradish Peroxidase (HRP) is added to each microplate well and incubated. After TMB substrate solution is added, only those wells that contain Procollagen II C-Terminal Propeptide(PIICP), biotin-conjugated antibody and enzyme-conjugated Avidin will exhibit a change in color. The enzyme-substrate reaction is terminated by the addition of sulphuric acid solution and the color change is measured spectrophotometrically at a wavelength of 450nm ± 10nm. The concentration of Procollagen II C-Terminal Propeptide(PIICP) in the samples is then determined by comparing the OD of the samples to the standard curve.
ELK8611 | Dog RLN(Relaxin) ELISA Kit | RLXH1; Relaxin H1; Prorelaxin H1 | Dog | Sandwich | 9.13 pg/mL | 2000 pg/mL | 31.25-2000 pg/mL | Serum, plasma and other biological fluids. | 3.5h | Endocrinology;Reproductive science;Hormone metabolism; | The test principle applied in this kit is Sandwich enzyme immunoassay. The microtiter plate provided in this kit has been pre-coated with an antibody specific to Relaxin(RLN). Standards or samples are added to the appropriate microtiter plate wells then with a biotin-conjugated antibody specific to Relaxin(RLN). Next, Avidin conjugated to Horseradish Peroxidase (HRP) is added to each microplate well and incubated. After TMB substrate solution is added, only those wells that contain Relaxin(RLN), biotin-conjugated antibody and enzyme-conjugated Avidin will exhibit a change in color. The enzyme-substrate reaction is terminated by the addition of sulphuric acid solution and the color change is measured spectrophotometrically at a wavelength of 450nm ± 10nm. The concentration of Relaxin(RLN) in the samples is then determined by comparing the OD of the samples to the standard curve.
ELK8605 | Dog DSC1(Desmocollin 1) ELISA Kit | CDHF1; DG2/DG3; Cadherin family member 1; Desmosomal glycoprotein 2/3 | Dog | Sandwich | 0.059 ng/mL | 10 ng/mL | 0.16-10 ng/mL | Tissue homogenates, cell lysates and other biological fluids | 3.5h | Metabolic pathway; | The test principle applied in this kit is Sandwich enzyme immunoassay. The microtiter plate provided in this kit has been pre-coated with an antibody specific to Desmocollin 1(DSC1). Standards or samples are added to the appropriate microtiter plate wells then with a biotin-conjugated antibody specific to Desmocollin 1(DSC1). Next, Avidin conjugated to Horseradish Peroxidase (HRP) is added to each microplate well and incubated. After TMB substrate solution is added, only those wells that contain Desmocollin 1(DSC1), biotin-conjugated antibody and enzyme-conjugated Avidin will exhibit a change in color. The enzyme-substrate reaction is terminated by the addition of sulphuric acid solution and the color change is measured spectrophotometrically at a wavelength of 450nm ± 10nm. The concentration of Desmocollin 1(DSC1) in the samples is then determined by comparing the OD of the samples to the standard curve.
ELK8604 | Dog DSG3(Desmoglein 3) ELISA Kit | CDHF6; PVA; 130 kDa pemphigus vulgaris antigen; Cadherin family member 6 | Dog | Sandwich | 0.066 ng/mL | 10 ng/mL | 0.16-10 ng/mL | tissue homogenates, cell lysates, cell culture supernates and other biological fluids | 3.5h | CD & Adhesion molecule;Infection immunity; | The test principle applied in this kit is Sandwich enzyme immunoassay. The microtiter plate provided in this kit has been pre-coated with an antibody specific to Desmoglein 3(DSG3). Standards or samples are added to the appropriate microtiter plate wells then with a biotin-conjugated antibody specific to Desmoglein 3(DSG3). Next, Avidin conjugated to Horseradish Peroxidase (HRP) is added to each microplate well and incubated. After TMB substrate solution is added, only those wells that contain Desmoglein 3(DSG3), biotin-conjugated antibody and enzyme-conjugated Avidin will exhibit a change in color. The enzyme-substrate reaction is terminated by the addition of sulphuric acid solution and the color change is measured spectrophotometrically at a wavelength of 450nm ± 10nm. The concentration of Desmoglein 3(DSG3) in the samples is then determined by comparing the OD of the samples to the standard curve.
ELK8603 | Dog DSG1(Desmoglein 1) ELISA Kit | CDHF4; DG1; DSG; Cadherin family member 4; Desmosomal glycoprotein 1; Pemphigus foliaceus antigen | Dog | Sandwich | 0.56 ng/mL | 100 ng/mL | 1.57-100 ng/mL | tissue homogenates, cell lysates and other biological fluids | 3.5h | CD & Adhesion molecule;Dermatology;Autoimmunity; | The test principle applied in this kit is Sandwich enzyme immunoassay. The microtiter plate provided in this kit has been pre-coated with an antibody specific to Desmoglein 1(DSG1). Standards or samples are added to the appropriate microtiter plate wells then with a biotin-conjugated antibody specific to Desmoglein 1(DSG1). Next, Avidin conjugated to Horseradish Peroxidase (HRP) is added to each microplate well and incubated. After TMB substrate solution is added, only those wells that contain Desmoglein 1(DSG1), biotin-conjugated antibody and enzyme-conjugated Avidin will exhibit a change in color. The enzyme-substrate reaction is terminated by the addition of sulphuric acid solution and the color change is measured spectrophotometrically at a wavelength of 450nm ± 10nm. The concentration of Desmoglein 1(DSG1) in the samples is then determined by comparing the OD of the samples to the standard curve.
ELK8598 | Dog AngII(Angiotensin II) ELISA Kit | Ang-II; Angiotensin-2 | Dog | Sandwich | 1.32 pg/mL | 200 pg/mL | 3.13-200 pg/mL | Serum, plasma, tissue homogenates, cell lysates, cell culture supernates and other biological fluids. | 3.5h | Endocrinology;Cardiovascular biology; | The test principle applied in this kit is Sandwich enzyme immunoassay. The microtiter plate provided in this kit has been pre-coated with an antibody specific to Angiotensin II(AngII). Standards or samples are added to the appropriate microtiter plate wells then with a biotin-conjugated antibody specific to Angiotensin II(AngII). Next, Avidin conjugated to Horseradish Peroxidase (HRP) is added to each microplate well and incubated. After TMB substrate solution is added, only those wells that contain Angiotensin II(AngII), biotin-conjugated antibody and enzyme-conjugated Avidin will exhibit a change in color. The enzyme-substrate reaction is terminated by the addition of sulphuric acid solution and the color change is measured spectrophotometrically at a wavelength of 450nm ± 10nm. The concentration of Angiotensin II(AngII) in the samples is then determined by comparing the OD of the samples to the standard curve.
ELK8597 | Dog GDF5(Growth Differentiation Factor 5) ELISA Kit | CDMP1; LAP4; SYNS2; BMP14; Radotermin; Cartilage-Derived Morphogenetic Protein-1; Bone morphogenetic protein 14; Lipopolysaccharide-associated protein 4 | Dog | Sandwich | 32 pg/mL | 5000 pg/mL | 78.13-5000 pg/mL | serum, plasma, tissue homogenates, cell lysates, cell culture supernates and other biological fluids | 3.5h | Cytokine;Signal transduction;Neuro science;Developmental science;Bone metabolism; | The test principle applied in this kit is Sandwich enzyme immunoassay. The microtiter plate provided in this kit has been pre-coated with an antibody specific to Growth Differentiation Factor 5(GDF5). Standards or samples are added to the appropriate microtiter plate wells then with a biotin-conjugated antibody specific to Growth Differentiation Factor 5(GDF5). Next, Avidin conjugated to Horseradish Peroxidase (HRP) is added to each microplate well and incubated. After TMB substrate solution is added, only those wells that contain Growth Differentiation Factor 5(GDF5), biotin-conjugated antibody and enzyme-conjugated Avidin will exhibit a change in color. The enzyme-substrate reaction is terminated by the addition of sulphuric acid solution and the color change is measured spectrophotometrically at a wavelength of 450nm ± 10nm. The concentration of Growth Differentiation Factor 5(GDF5) in the samples is then determined by comparing the OD of the samples to the standard curve.
ELK8595 | Dog EGF(Epidermal Growth Factor) ELISA Kit | URG; Beta-Urogastrone; Pro-epidermal growth factor | Dog | Sandwich | 5.7 pg/mL | 1000 pg/mL | 15.63-1000 pg/mL | serum, plasma, tissue homogenates, cell lysates, cell culture supernates and other biological fluids | 3.5h | Cytokine;Tumor immunity;Infection immunity; | The test principle applied in this kit is Sandwich enzyme immunoassay. The microtiter plate provided in this kit has been pre-coated with an antibody specific to Epidermal Growth Factor(EGF). Standards or samples are added to the appropriate microtiter plate wells then with a biotin-conjugated antibody specific to Epidermal Growth Factor(EGF). Next, Avidin conjugated to Horseradish Peroxidase (HRP) is added to each microplate well and incubated. After TMB substrate solution is added, only those wells that contain Epidermal Growth Factor(EGF), biotin-conjugated antibody and enzyme-conjugated Avidin will exhibit a change in color. The enzyme-substrate reaction is terminated by the addition of sulphuric acid solution and the color change is measured spectrophotometrically at a wavelength of 450nm ± 10nm. The concentration of Epidermal Growth Factor(EGF) in the samples is then determined by comparing the OD of the samples to the standard curve.
ELK8594 | Dog FGF7(Fibroblast Growth Factor 7) ELISA Kit | KGF; HBGF7; Keratinocyte Growth Factor; Heparin-binding growth factor 7 | Dog | Sandwich | 5.5 pg/mL | 1000 pg/mL | 15.63-1000 pg/mL | Serum, plasma, tissue homogenates and other biological fluids. | 3.5h | Cytokine;Tumor immunity;Infection immunity;Developmental science;Pulmonology;Dermatology; | The test principle applied in this kit is Sandwich enzyme immunoassay. The microtiter plate provided in this kit has been pre-coated with an antibody specific to Fibroblast Growth Factor 7(FGF7). Standards or samples are added to the appropriate microtiter plate wells then with a biotin-conjugated antibody specific to Fibroblast Growth Factor 7(FGF7). Next, Avidin conjugated to Horseradish Peroxidase (HRP) is added to each microplate well and incubated. After TMB substrate solution is added, only those wells that contain Fibroblast Growth Factor 7(FGF7), biotin-conjugated antibody and enzyme-conjugated Avidin will exhibit a change in color. The enzyme-substrate reaction is terminated by the addition of sulphuric acid solution and the color change is measured spectrophotometrically at a wavelength of 450nm ± 10nm. The concentration of Fibroblast Growth Factor 7(FGF7) in the samples is then determined by comparing the OD of the samples to the standard curve.
ELK8499 | Dog Kim1(Kidney Injury Molecule 1) ELISA Kit | HAVCR1; TIM1; TIMD1; HAVCR; Hepatitis A Virus Cellular Receptor 1; T Cell Immunoglobulin And Mucin Domain-Containing Protein 1; T-cell immunoglobulin mucin receptor 1 | Dog | Sandwich | 12.1 pg/mL | 2000 pg/mL | 31.25-2000 pg/mL | tissue homogenates, cell lysates and other biological fluids | 3.5h | Tumor immunity;Infection immunity;Kidney biomarker; | The test principle applied in this kit is Sandwich enzyme immunoassay. The microtiter plate provided in this kit has been pre-coated with an antibody specific to Kidney Injury Molecule 1(Kim1). Standards or samples are added to the appropriate microtiter plate wells then with a biotin-conjugated antibody specific to Kidney Injury Molecule 1(Kim1). Next, Avidin conjugated to Horseradish Peroxidase (HRP) is added to each microplate well and incubated. After TMB substrate solution is added, only those wells that contain Kidney Injury Molecule 1(Kim1), biotin-conjugated antibody and enzyme-conjugated Avidin will exhibit a change in color. The enzyme-substrate reaction is terminated by the addition of sulphuric acid solution and the color change is measured spectrophotometrically at a wavelength of 450nm ± 10nm. The concentration of Kidney Injury Molecule 1(Kim1) in the samples is then determined by comparing the OD of the samples to the standard curve.
ELK8301 | Dog CRP(C-Reactive Protein) ELISA Kit | C-RP; PTX1; Pentraxin-Related; Pentraxin 1 | Dog | Sandwich | 0.064 ng/mL | 10 ng/mL | 0.16-10 ng/mL | Serum, plasma and other biological fluids. | 3.5h | Tumor immunity;Infection immunity;Cardiovascular biology;Rheumatology; | The test principle applied in this kit is Sandwich enzyme immunoassay. The microtiter plate provided in this kit has been pre-coated with an antibody specific to C-Reactive Protein (CRP). Standards or samples are added to the appropriate microtiter plate wells then with a biotin-conjugated antibody specific to C-Reactive Protein (CRP). Next, Avidin conjugated to Horseradish Peroxidase (HRP) is added to each microplate well and incubated. After TMB substrate solution is added, only those wells that contain C-Reactive Protein (CRP), biotin-conjugated antibody and enzyme-conjugated Avidin will exhibit a change in color. The enzyme-substrate reaction is terminated by the addition of sulphuric acid solution and the color change is measured spectrophotometrically at a wavelength of 450nm ± 10nm. The concentration of C-Reactive Protein (CRP) in the samples is then determined by comparing the OD of the samples to the standard curve.
ELK8298 | Dog OPG(Osteoprotegerin) ELISA Kit | TNFRSF11B; TNFRSF11-B; OCIF; OPG; TR1; Tumor Necrosis Factor Receptor Superfamily Member 11b; Osteoclastogenesis Inhibitory Factor | Dog | Sandwich | 0.055 ng/mL | 10 ng/mL | 0.16-10 ng/mL | serum, plasma, tissue homogenates, cell lysates, cell culture supernates and other biological fluids | 3.5h | Cytokine;Metabolic pathway;Bone metabolism; | The test principle applied in this kit is Sandwich enzyme immunoassay. The microtiter plate provided in this kit has been pre-coated with an antibody specific to Osteoprotegerin(OPG). Standards or samples are added to the appropriate microtiter plate wells then with a biotin-conjugated antibody specific to Osteoprotegerin(OPG). Next, Avidin conjugated to Horseradish Peroxidase (HRP) is added to each microplate well and incubated. After TMB substrate solution is added, only those wells that contain Osteoprotegerin(OPG), biotin-conjugated antibody and enzyme-conjugated Avidin will exhibit a change in color. The enzyme-substrate reaction is terminated by the addition of sulphuric acid solution and the color change is measured spectrophotometrically at a wavelength of 450nm ± 10nm. The concentration of Osteoprotegerin(OPG) in the samples is then determined by comparing the OD of the samples to the standard curve.
ELK8247 | Dog CALP(Calprotectin) ELISA Kit | MRP-8/MRP-14; S100A8/A9; CALPRO; Calprotectin | Dog | Sandwich | 0.31 ng/mL | 50 ng/mL | 0.79-50 ng/mL | serum, plasma and other biological fluids | 3.5h | Immunology | The test principle applied in this kit is Sandwich enzyme immunoassay. The microtiter plate provided in this kit has been pre-coated with an antibody specific to Calprotectin(CALP). Standards or samples are added to the appropriate microtiter plate wells then with a biotin-conjugated antibody specific to Calprotectin(CALP). Next, Avidin conjugated to Horseradish Peroxidase (HRP) is added to each microplate well and incubated. After TMB substrate solution is added, only those wells that contain Calprotectin(CALP), biotin-conjugated antibody and enzyme-conjugated Avidin will exhibit a change in color. The enzyme-substrate reaction is terminated by the addition of sulphuric acid solution and the color change is measured spectrophotometrically at a wavelength of 450nm ± 10nm. The concentration of Calprotectin(CALP) in the samples is then determined by comparing the OD of the samples to the standard curve.
ELK8138 | Dog INS(Insulin) ELISA Kit | Insulin | Dog | Sandwich | 0.056 ng/mL | 10 ng/mL | 0.16-10 ng/mL | Serum, plasma, tissue homogenates, cell lysates, cell culture supernates and other biological fluids | 3.5h | Metabolic pathway;Endocrinology;Hormone metabolism; | The test principle applied in this kit is Sandwich enzyme immunoassay. The microtiter plate provided in this kit has been pre-coated with an antibody specific to Insulin(INS). Standards or samples are added to the appropriate microtiter plate wells then with a biotin-conjugated antibody specific to Insulin(INS). Next, Avidin conjugated to Horseradish Peroxidase (HRP) is added to each microplate well and incubated. After TMB substrate solution is added, only those wells that contain Insulin(INS), biotin-conjugated antibody and enzyme-conjugated Avidin will exhibit a change in color. The enzyme-substrate reaction is terminated by the addition of sulphuric acid solution and the color change is measured spectrophotometrically at a wavelength of 450nm ± 10nm. The concentration of Insulin(INS) in the samples is then determined by comparing the OD of the samples to the standard curve.
ELK8127 | Dog cTnT/TNNT2(Troponin T Type 2, Cardiac) ELISA Kit | CMH2; cTnT; TnTc; Cardiomyopathy,Hypertrophic 2; Cardiac muscle troponin T; TNNT2; Troponin T Type 2, Cardiac | Dog | Sandwich | 23.9 pg/mL | 4000 pg/mL | 62.5-4000 pg/mL | Serum, plasma, tissue homogenates and other biological fluids | 3.5h | Cardiovascular biology; | The test principle applied in this kit is Sandwich enzyme immunoassay. The microtiter plate provided in this kit has been pre-coated with an antibody specific to Troponin T Type 2, Cardiac(cTnT/TNNT2). Standards or samples are added to the appropriate microtiter plate wells then with a biotin-conjugated antibody specific to Troponin T Type 2, Cardiac(cTnT/TNNT2). Next, Avidin conjugated to Horseradish Peroxidase (HRP) is added to each microplate well and incubated. After TMB substrate solution is added, only those wells that contain Troponin T Type 2, Cardiac(cTnT/TNNT2), biotin-conjugated antibody and enzyme-conjugated Avidin will exhibit a change in color. The enzyme-substrate reaction is terminated by the addition of sulphuric acid solution and the color change is measured spectrophotometrically at a wavelength of 450nm ± 10nm. The concentration of Troponin T Type 2, Cardiac(cTnT/TNNT2) in the samples is then determined by comparing the OD of the samples to the standard curve.
ELK8073 | Dog TMEM27(Transmembrane Protein 27) ELISA Kit | NX17; Collectrin | Dog | Sandwich | 0.055 ng/mL | 10 ng/mL | 0.16-10 ng/mL | Tissue homogenates, cell lysates and other biological fluids | 3.5h | Signal transduction; | The test principle applied in this kit is Sandwich enzyme immunoassay. The microtiter plate provided in this kit has been pre-coated with an antibody specific to Transmembrane Protein 27(TMEM27). Standards or samples are added to the appropriate microtiter plate wells then with a biotin-conjugated antibody specific to Transmembrane Protein 27(TMEM27). Next, Avidin conjugated to Horseradish Peroxidase (HRP) is added to each microplate well and incubated. After TMB substrate solution is added, only those wells that contain Transmembrane Protein 27(TMEM27), biotin-conjugated antibody and enzyme-conjugated Avidin will exhibit a change in color. The enzyme-substrate reaction is terminated by the addition of sulphuric acid solution and the color change is measured spectrophotometrically at a wavelength of 450nm ± 10nm. The concentration of Transmembrane Protein 27(TMEM27) in the samples is then determined by comparing the OD of the samples to the standard curve.
ELK7978 | Dog HMGA1(High Mobility Group AT Hook Protein 1) ELISA Kit | HMG-R; HMGIY; High mobility group protein A1; High mobility group protein R; High mobility group protein HMG-I/HMG-Y | Dog | Sandwich | 0.115 ng/mL | 20 ng/mL | 0.32-20 ng/mL | Tissue homogenates and other biological fluids. | 3.5h | Signal transduction;Metabolic pathway;Tumor immunity;Developmental science; | The test principle applied in this kit is Sandwich enzyme immunoassay. The microtiter plate provided in this kit has been pre-coated with an antibody specific to High Mobility Group AT Hook Protein 1(HMGA1). Standards or samples are added to the appropriate microtiter plate wells then with a biotin-conjugated antibody specific to High Mobility Group AT Hook Protein 1(HMGA1). Next, Avidin conjugated to Horseradish Peroxidase (HRP) is added to each microplate well and incubated. After TMB substrate solution is added, only those wells that contain High Mobility Group AT Hook Protein 1(HMGA1), biotin-conjugated antibody and enzyme-conjugated Avidin will exhibit a change in color. The enzyme-substrate reaction is terminated by the addition of sulphuric acid solution and the color change is measured spectrophotometrically at a wavelength of 450nm ± 10nm. The concentration of High Mobility Group AT Hook Protein 1(HMGA1) in the samples is then determined by comparing the OD of the samples to the standard curve.
ELK7964 | Dog GLUT4(Glucose Transporter 4) ELISA Kit | SLC2A4; Solute carrier family 2, facilitated glucose transporter member 4; Glucose transporter type 4, insulin-responsive | Dog | Sandwich | 0.117 ng/mL | 20 ng/mL | 0.32-20 ng/mL | tissue homogenates, cell lysates and other biological fluids | 3.5h | Signal transduction;Metabolic pathway;Endocrinology;Cardiovascular biology; | The test principle applied in this kit is Sandwich enzyme immunoassay. The microtiter plate provided in this kit has been pre-coated with an antibody specific to Glucose Transporter 4(GLUT4). Standards or samples are added to the appropriate microtiter plate wells then with a biotin-conjugated antibody specific to Glucose Transporter 4(GLUT4). Next, Avidin conjugated to Horseradish Peroxidase (HRP) is added to each microplate well and incubated. After TMB substrate solution is added, only those wells that contain Glucose Transporter 4(GLUT4), biotin-conjugated antibody and enzyme-conjugated Avidin will exhibit a change in color. The enzyme-substrate reaction is terminated by the addition of sulphuric acid solution and the color change is measured spectrophotometrically at a wavelength of 450nm ± 10nm. The concentration of Glucose Transporter 4(GLUT4) in the samples is then determined by comparing the OD of the samples to the standard curve.
ELK7745 | Dog CLU(Clusterin) ELISA Kit | CLU; TRPM2; KUB1; CLI; APOJ; SGP2; AAG4; APO-J; SP-40; Apolipoprotein J; Complement Lysis Inhibitor; 40,Sulfated Glycoprotein 2; Testosterone-Repressed Prostate Message 2 | Dog | Sandwich | 1.45 ng/mL | 200 ng/mL | 3.13-200 ng/mL | serum, plasma, tissue homogenates, cell lysates, cell culture supernates and other biological fluids | 3.5h | Apoptosis;Tumor immunity;Infection immunity; | The test principle applied in this kit is Sandwich enzyme immunoassay. The microtiter plate provided in this kit has been pre-coated with an antibody specific to Clusterin(CLU). Standards or samples are added to the appropriate microtiter plate wells then with a biotin-conjugated antibody specific to Clusterin(CLU). Next, Avidin conjugated to Horseradish Peroxidase (HRP) is added to each microplate well and incubated. After TMB substrate solution is added, only those wells that contain Clusterin(CLU), biotin-conjugated antibody and enzyme-conjugated Avidin will exhibit a change in color. The enzyme-substrate reaction is terminated by the addition of sulphuric acid solution and the color change is measured spectrophotometrically at a wavelength of 450nm ± 10nm. The concentration of Clusterin(CLU) in the samples is then determined by comparing the OD of the samples to the standard curve.
ELK7720 | Dog BDNF(Brain Derived Neurotrophic Factor) ELISA Kit | Neurotrophin; Abrineurin | Dog | Sandwich | 0.056 ng/mL | 10 ng/mL | 0.16-10 ng/mL | serum, plasma, tissue homogenates, cell lysates, cell culture supernates and other biological fluids | 3.5h | Cytokine;Infection immunity;Neuro science; | The test principle applied in this kit is Sandwich enzyme immunoassay. The microtiter plate provided in this kit has been pre-coated with an antibody specific to Brain Derived Neurotrophic Factor(BDNF). Standards or samples are added to the appropriate microtiter plate wells then with a biotin-conjugated antibody specific to Brain Derived Neurotrophic Factor(BDNF). Next, Avidin conjugated to Horseradish Peroxidase (HRP) is added to each microplate well and incubated. After TMB substrate solution is added, only those wells that contain Brain Derived Neurotrophic Factor(BDNF), biotin-conjugated antibody and enzyme-conjugated Avidin will exhibit a change in color. The enzyme-substrate reaction is terminated by the addition of sulphuric acid solution and the color change is measured spectrophotometrically at a wavelength of 450nm ± 10nm. The concentration of Brain Derived Neurotrophic Factor(BDNF) in the samples is then determined by comparing the OD of the samples to the standard curve.
ELK7708 | Dog TTR(Transthyretin) ELISA Kit | TBPA; PA; PLB; ATTR; PALB; Prealbumin; Prealbumin Amyloidosis Type I; Transports Thyroxine and Retinol | Dog | Sandwich | 0.72 ng/mL | 100 ng/mL | 1.57-100 ng/mL | serum, plasma, tissue homogenates, cell lysates, cell culture supernates and other biological fluids | 3.5h | Enzyme & Kinase;Tumor immunity;Infection immunity;Hormone metabolism; | The test principle applied in this kit is Sandwich enzyme immunoassay. The microtiter plate provided in this kit has been pre-coated with an antibody specific to Transthyretin(TTR). Standards or samples are added to the appropriate microtiter plate wells then with a biotin-conjugated antibody specific to Transthyretin(TTR). Next, Avidin conjugated to Horseradish Peroxidase (HRP) is added to each microplate well and incubated. After TMB substrate solution is added, only those wells that contain Transthyretin(TTR), biotin-conjugated antibody and enzyme-conjugated Avidin will exhibit a change in color. The enzyme-substrate reaction is terminated by the addition of sulphuric acid solution and the color change is measured spectrophotometrically at a wavelength of 450nm ± 10nm. The concentration of Transthyretin(TTR) in the samples is then determined by comparing the OD of the samples to the standard curve.
ELK7628 | Dog OC(Osteocalcin) ELISA Kit | BGLAP; OT; BGP; Bone Gla Protein; Bone Gamma-Carboxyglutamate Protein; Gamma-carboxyglutamic acid-containing protein | Dog | Sandwich | 0.249 ng/mL | 40 ng/mL | 0.63-40 ng/mL | Serum, plasma, tissue homogenates and other biological fluids | 3.5h | Metabolic pathway;Endocrinology;Hormone metabolism;Bone metabolism; | The test principle applied in this kit is Sandwich enzyme immunoassay. The microtiter plate provided in this kit has been pre-coated with an antibody specific to Osteocalcin(OC). Standards or samples are added to the appropriate microtiter plate wells then with a biotin-conjugated antibody specific to Osteocalcin(OC). Next, Avidin conjugated to Horseradish Peroxidase (HRP) is added to each microplate well and incubated. After TMB substrate solution is added, only those wells that contain Osteocalcin(OC), biotin-conjugated antibody and enzyme-conjugated Avidin will exhibit a change in color. The enzyme-substrate reaction is terminated by the addition of sulphuric acid solution and the color change is measured spectrophotometrically at a wavelength of 450nm ± 10nm. The concentration of Osteocalcin(OC) in the samples is then determined by comparing the OD of the samples to the standard curve.
ELK7581 | Dog NGAL(Neutrophil Gelatinase Associated Lipocalin) ELISA Kit | LCN2; p25; Lipocalin 2; Oncogene 24p3; 25 kDa alpha-2-microglobulin-related subunit of MMP-9; Siderocalin LCN2 | Dog | Sandwich | 0.66 ng/mL | 100 ng/mL | 1.57-100 ng/mL | Serum, plasma, tissue homogenates, cell lysates, cell culture supernates and other biological fluids | 3.5h | Infection immunity;Urology; | The test principle applied in this kit is Sandwich enzyme immunoassay. The microtiter plate provided in this kit has been pre-coated with an antibody specific to Neutrophil Gelatinase Associated Lipocalin(NGAL). Standards or samples are added to the appropriate microtiter plate wells then with a biotin-conjugated antibody specific to Neutrophil Gelatinase Associated Lipocalin(NGAL). Next, Avidin conjugated to Horseradish Peroxidase (HRP) is added to each microplate well and incubated. After TMB substrate solution is added, only those wells that contain Neutrophil Gelatinase Associated Lipocalin(NGAL), biotin-conjugated antibody and enzyme-conjugated Avidin will exhibit a change in color. The enzyme-substrate reaction is terminated by the addition of sulphuric acid solution and the color change is measured spectrophotometrically at a wavelength of 450nm ± 10nm. The concentration of Neutrophil Gelatinase Associated Lipocalin(NGAL) in the samples is then determined by comparing the OD of the samples to the standard curve.
ELK7485 | Dog LTF(Lactoferrin) ELISA Kit | HLF2; LF; GIG12; Lactotransferrin; Growth-inhibiting protein 12; Talalactoferrin; Lfcin-H; Kaliocin-1 | Dog | Sandwich | 0.249 ng/mL | 40 ng/mL | 0.63-40 ng/mL | serum, plasma, breast milk and other biological fluids | 3.5h | Tumor immunity;Infection immunity; | The test principle applied in this kit is Sandwich enzyme immunoassay. The microtiter plate provided in this kit has been pre-coated with an antibody specific to Lactoferrin(LTF). Standards or samples are added to the appropriate microtiter plate wells then with a biotin-conjugated antibody specific to Lactoferrin(LTF). Next, Avidin conjugated to Horseradish Peroxidase (HRP) is added to each microplate well and incubated. After TMB substrate solution is added, only those wells that contain Lactoferrin(LTF), biotin-conjugated antibody and enzyme-conjugated Avidin will exhibit a change in color. The enzyme-substrate reaction is terminated by the addition of sulphuric acid solution and the color change is measured spectrophotometrically at a wavelength of 450nm ± 10nm. The concentration of Lactoferrin(LTF) in the samples is then determined by comparing the OD of the samples to the standard curve.
ELK7423 | Dog VCAM1(Vascular Cell Adhesion Molecule 1) ELISA Kit | CD106; INCAM-100; L1CAM | Dog | Sandwich | 1.14 ng/mL | 200 ng/mL | 3.13-200 ng/mL | Serum, plasma, tissue homogenates and other biological fluids. | 3.5h | CD & Adhesion molecule;Tumor immunity;Infection immunity; | The test principle applied in this kit is Sandwich enzyme immunoassay. The microtiter plate provided in this kit has been pre-coated with an antibody specific to Vascular Cell Adhesion Molecule 1(VCAM1). Standards or samples are added to the appropriate microtiter plate wells then with a biotin-conjugated antibody specific to Vascular Cell Adhesion Molecule 1(VCAM1). Next, Avidin conjugated to Horseradish Peroxidase (HRP) is added to each microplate well and incubated. After TMB substrate solution is added, only those wells that contain Vascular Cell Adhesion Molecule 1(VCAM1), biotin-conjugated antibody and enzyme-conjugated Avidin will exhibit a change in color. The enzyme-substrate reaction is terminated by the addition of sulphuric acid solution and the color change is measured spectrophotometrically at a wavelength of 450nm ± 10nm. The concentration of Vascular Cell Adhesion Molecule 1(VCAM1) in the samples is then determined by comparing the OD of the samples to the standard curve.
ELK7338 | Dog CD40L(Cluster Of Differentiation 40 Ligand) ELISA Kit | CD154; TRAP; HIGM1; IGM; IMD3; TBAM; T-BAM; TNFSF5; Gp39; TNF Superfamily Member 5; Hyper-IgM Syndrome; TNF-Related Activation Protein; T-Cell B-Cell Activating Molecule | Dog | Sandwich | 0.057 ng/mL | 10 ng/mL | 0.16-10 ng/mL | Serum, plasma, tissue homogenates and other biological fluids. | 3.5h | Signal transduction;CD & Adhesion molecule;Apoptosis;Tumor immunity;Infection immunity;Immune molecule; | The test principle applied in this kit is Sandwich enzyme immunoassay. The microtiter plate provided in this kit has been pre-coated with an antibody specific to Cluster Of Differentiation 40 Ligand(CD40L). Standards or samples are added to the appropriate microtiter plate wells then with a biotin-conjugated antibody specific to Cluster Of Differentiation 40 Ligand(CD40L). Next, Avidin conjugated to Horseradish Peroxidase (HRP) is added to each microplate well and incubated. After TMB substrate solution is added, only those wells that contain Cluster Of Differentiation 40 Ligand(CD40L), biotin-conjugated antibody and enzyme-conjugated Avidin will exhibit a change in color. The enzyme-substrate reaction is terminated by the addition of sulphuric acid solution and the color change is measured spectrophotometrically at a wavelength of 450nm ± 10nm. The concentration of Cluster Of Differentiation 40 Ligand(CD40L) in the samples is then determined by comparing the OD of the samples to the standard curve.
ELK7273 | Dog MCP2(Monocyte Chemotactic Protein 2) ELISA Kit | CCL8; CCL-8; SCYA8; MCP-2; HC14; Chemokine C-C-Motif Ligand 8; Small Inducible Cytokine Subfamily A(Cys-Cys)Member 8; Monocyte Chemoattractant Protein 2 | Dog | Sandwich | 11.7 pg/mL | 2000 pg/mL | 31.25-2000 pg/mL | Serum, plasma, tissue homogenates and other biological fluids. | 3.5h | Cytokine;Infection immunity; | The test principle applied in this kit is Sandwich enzyme immunoassay. The microtiter plate provided in this kit has been pre-coated with an antibody specific to Monocyte Chemotactic Protein 2(MCP2). Standards or samples are added to the appropriate microtiter plate wells then with a biotin-conjugated antibody specific to Monocyte Chemotactic Protein 2(MCP2). Next, Avidin conjugated to Horseradish Peroxidase (HRP) is added to each microplate well and incubated. After TMB substrate solution is added, only those wells that contain Monocyte Chemotactic Protein 2(MCP2), biotin-conjugated antibody and enzyme-conjugated Avidin will exhibit a change in color. The enzyme-substrate reaction is terminated by the addition of sulphuric acid solution and the color change is measured spectrophotometrically at a wavelength of 450nm ± 10nm. The concentration of Monocyte Chemotactic Protein 2(MCP2) in the samples is then determined by comparing the OD of the samples to the standard curve.
ELK7235 | Dog APOA1(Apolipoprotein A1) ELISA Kit | Apo-A1; ApoA-1 Milano; ProapoA-I; Proapolipoprotein A-I; Truncated apolipoprotein A-I | Dog | Sandwich | 0.287 ng/mL | 40 ng/mL | 0.63-40 ng/mL | Serum, plasma and other biological fluids. | 3.5h | Metabolic pathway;Cardiovascular biology;Hepatology; | The test principle applied in this kit is Sandwich enzyme immunoassay. The microtiter plate provided in this kit has been pre-coated with an antibody specific to Apolipoprotein A1(APOA1). Standards or samples are added to the appropriate microtiter plate wells then with a biotin-conjugated antibody specific to Apolipoprotein A1(APOA1). Next, Avidin conjugated to Horseradish Peroxidase (HRP) is added to each microplate well and incubated. After TMB substrate solution is added, only those wells that contain Apolipoprotein A1(APOA1), biotin-conjugated antibody and enzyme-conjugated Avidin will exhibit a change in color. The enzyme-substrate reaction is terminated by the addition of sulphuric acid solution and the color change is measured spectrophotometrically at a wavelength of 450nm ± 10nm. The concentration of Apolipoprotein A1(APOA1) in the samples is then determined by comparing the OD of the samples to the standard curve.
ELK7234 | Dog APOE(Apolipoprotein E) ELISA Kit | Apo-E; AD2; Apoprotein; Alzheimer Disease 2(E4-Associated,Late Onset | Dog | Sandwich | 0.65 ng/mL | 100 ng/mL | 1.57-100 ng/mL | Serum, plasma and other biological fluids. | 3.5h | Metabolic pathway;Cardiovascular biology;Hepatology; | The test principle applied in this kit is Sandwich enzyme immunoassay. The microtiter plate provided in this kit has been pre-coated with an antibody specific to Apolipoprotein E(APOE). Standards or samples are added to the appropriate microtiter plate wells then with a biotin-conjugated antibody specific to Apolipoprotein E(APOE). Next, Avidin conjugated to Horseradish Peroxidase (HRP) is added to each microplate well and incubated. After TMB substrate solution is added, only those wells that contain Apolipoprotein E(APOE), biotin-conjugated antibody and enzyme-conjugated Avidin will exhibit a change in color. The enzyme-substrate reaction is terminated by the addition of sulphuric acid solution and the color change is measured spectrophotometrically at a wavelength of 450nm ± 10nm. The concentration of Apolipoprotein E(APOE) in the samples is then determined by comparing the OD of the samples to the standard curve.
ELK6862 | Dog HP(Haptoglobin) ELISA Kit | HP; Hp2-Alpha; Alpha-2-Macroglobulin; Zonulin; Hpt; Haptoglobin | Dog | Sandwich | 24.5 ng/mL | 4000 ng/mL | 62.5-4000 ng/mL | Serum, plasma and other biological fluids. | 3.5h | Infection immunity;Hematology; | The test principle applied in this kit is Sandwich enzyme immunoassay. The microtiter plate provided in this kit has been pre-coated with an antibody specific to Haptoglobin(HP). Standards or samples are added to the appropriate microtiter plate wells then with a biotin-conjugated antibody specific to Haptoglobin(HP). Next, Avidin conjugated to Horseradish Peroxidase (HRP) is added to each microplate well and incubated. After TMB substrate solution is added, only those wells that contain Haptoglobin(HP), biotin-conjugated antibody and enzyme-conjugated Avidin will exhibit a change in color. The enzyme-substrate reaction is terminated by the addition of sulphuric acid solution and the color change is measured spectrophotometrically at a wavelength of 450nm ± 10nm. The concentration of Haptoglobin(HP) in the samples is then determined by comparing the OD of the samples to the standard curve.
ELK6724 | Dog AngI(Angiotensin I) ELISA Kit | Ang-I; Angiotensin-1 | Dog | Sandwich | 9.28 pg/mL | 2000 pg/mL | 31.25-2000 pg/mL | Serum, plasma, tissue homogenates, cell culture supernates and other biological fluids. | 3.5h | Endocrinology;Cardiovascular biology;Hepatology;Hormone metabolism; | The test principle applied in this kit is Sandwich enzyme immunoassay. The microtiter plate provided in this kit has been pre-coated with an antibody specific to Angiotensin I(AngI). Standards or samples are added to the appropriate microtiter plate wells then with a biotin-conjugated antibody specific to Angiotensin I(AngI). Next, Avidin conjugated to Horseradish Peroxidase (HRP) is added to each microplate well and incubated. After TMB substrate solution is added, only those wells that contain Angiotensin I(AngI), biotin-conjugated antibody and enzyme-conjugated Avidin will exhibit a change in color. The enzyme-substrate reaction is terminated by the addition of sulphuric acid solution and the color change is measured spectrophotometrically at a wavelength of 450nm ± 10nm. The concentration of Angiotensin I(AngI) in the samples is then determined by comparing the OD of the samples to the standard curve.
ELK6506 | Dog ANG1(Angiopoietin1) ELISA Kit | ANG1; AGP1; AGPT; ANG-I; ANGPT1; Angiopoietin 1 | Dog | Sandwich | 0.93 ng/mL | 150 ng/mL | 2.35-150 ng/mL | Serum, plasma and other biological fluids. | 3.5h | Tumor immunity;Cardiovascular biology; | The test principle applied in this kit is Sandwich enzyme immunoassay. The microtiter plate provided in this kit has been pre-coated with an antibody specific to Angiopoietin1(ANG1). Standards or samples are added to the appropriate microtiter plate wells then with a biotin-conjugated antibody specific to Angiopoietin1(ANG1). Next, Avidin conjugated to Horseradish Peroxidase (HRP) is added to each microplate well and incubated. After TMB substrate solution is added, only those wells that contain Angiopoietin1(ANG1), biotin-conjugated antibody and enzyme-conjugated Avidin will exhibit a change in color. The enzyme-substrate reaction is terminated by the addition of sulphuric acid solution and the color change is measured spectrophotometrically at a wavelength of 450nm ± 10nm. The concentration of Angiopoietin1(ANG1) in the samples is then determined by comparing the OD of the samples to the standard curve.
ELK6331 | Dog MMP9(Matrix Metalloproteinase 9) ELISA Kit | GELB; Gelatinase B; CLG4B; CLG4-B; 92 KDa Gelatinase; 92kDa Type IV Collagenase | Dog | Sandwich | 1.22 ng/mL | 200 ng/mL | 3.13-200 ng/mL | Serum, plasma and other biological fluids | 3.5h | Enzyme & Kinase;Tumor immunity;Infection immunity;Cardiovascular biology;Hepatology; | The test principle applied in this kit is Sandwich enzyme immunoassay. The microtiter plate provided in this kit has been pre-coated with an antibody specific to Matrix Metalloproteinase 9(MMP9). Standards or samples are added to the appropriate microtiter plate wells then with a biotin-conjugated antibody specific to Matrix Metalloproteinase 9(MMP9). Next, Avidin conjugated to Horseradish Peroxidase (HRP) is added to each microplate well and incubated. After TMB substrate solution is added, only those wells that contain Matrix Metalloproteinase 9(MMP9), biotin-conjugated antibody and enzyme-conjugated Avidin will exhibit a change in color. The enzyme-substrate reaction is terminated by the addition of sulphuric acid solution and the color change is measured spectrophotometrically at a wavelength of 450nm ± 10nm. The concentration of Matrix Metalloproteinase 9(MMP9) in the samples is then determined by comparing the OD of the samples to the standard curve.
ELK6297 | Dog SP(Substance P) ELISA Kit | Substance P | Dog | Sandwich | 4.82 pg/mL | 1000 pg/mL | 15.63-1000 pg/mL | Serum, plasma, tissue homogenates, cell lysates, cell culture supernates and other biological fluids | 3.5h | Endocrinology;Neuro science;Hormone metabolism; | The test principle applied in this kit is Sandwich enzyme immunoassay. The microtiter plate provided in this kit has been pre-coated with an antibody specific to Substance P(SP). Standards or samples are added to the appropriate microtiter plate wells then with a biotin-conjugated antibody specific to Substance P(SP). Next, Avidin conjugated to Horseradish Peroxidase (HRP) is added to each microplate well and incubated. After TMB substrate solution is added, only those wells that contain Substance P(SP), biotin-conjugated antibody and enzyme-conjugated Avidin will exhibit a change in color. The enzyme-substrate reaction is terminated by the addition of sulphuric acid solution and the color change is measured spectrophotometrically at a wavelength of 450nm ± 10nm. The concentration of Substance P(SP) in the samples is then determined by comparing the OD of the samples to the standard curve.
ELK7797 | Dog ANP(Atrial Natriuretic Peptide) ELISA Kit | ANH; ANF; CDD; Atrial Natriuretic Factor; Atrial Natriuretic Hormone; Atriopeptin; Cardionatrine; Cardiodilatin | Dog | Competitive Inhibition | 5.25 pg/mL | 1000 pg/mL | 15.63-1000 pg/mL | serum, plasma, tissue homogenates, cell lysates, cell culture supernates and other biological fluids | 2h | Endocrinology;Cardiovascular biology;Hormone metabolism; | This assay employs the competitive inhibition enzyme immunoassay technique. The microtiter plate provided in this kit has been pre-coated with Atrial Natriuretic Peptide(ANP) protein. Standards or samples are added to the appropriate microtiter plate wells then with a biotin-conjugated antibody specific to Atrial Natriuretic Peptide(ANP). Next,Avidin conjugated to Horseradish Peroxidase (HRP) is added to each microplate well and incubated. After TMB substrate solution is added. The enzyme-substrate reaction is terminated by the addition of sulphuric acid solution and the color change is measured spectrophotometrically at a wavelength of 450nm ± 10nm. The concentration of Atrial Natriuretic Peptide(ANP) in the samples is then determined by comparing the OD of the samples to the standard curve.
ELK6189 | Dog C5a(Complement Component 5a) ELISA Kit | Complement Component 5a | Dog | Sandwich | 2.88 pg/mL | 400 pg/mL | 6.25-400 pg/mL | Serum and plasma. | 3.5h | Infection immunity;Immune molecule;Autoimmunity; | The test principle applied in this kit is Sandwich enzyme immunoassay. The microtiter plate provided in this kit has been pre-coated with an antibody specific to Complement Component 5a(C5a). Standards or samples are added to the appropriate microtiter plate wells then with a biotin-conjugated antibody specific to Complement Component 5a(C5a). Next, Avidin conjugated to Horseradish Peroxidase (HRP) is added to each microplate well and incubated. After TMB substrate solution is added, only those wells that contain Complement Component 5a(C5a), biotin-conjugated antibody and enzyme-conjugated Avidin will exhibit a change in color. The enzyme-substrate reaction is terminated by the addition of sulphuric acid solution and the color change is measured spectrophotometrically at a wavelength of 450nm ± 10nm. The concentration of Complement Component 5a(C5a) in the samples is then determined by comparing the OD of the samples to the standard curve.
ELK6155 | Dog TIMP1(Tissue Inhibitors Of Metalloproteinase 1) ELISA Kit | EPO; CLGI; EPA; HCI; Erythroid Potentiating Activity; Collagenase Inhibitor; Metalloproteinase inhibitor 1; Fibroblast collagenase inhibitor | Dog | Sandwich | 13.2 pg/mL | 2000 pg/mL | 31.25-2000 pg/mL | serum, plasma, tissue homogenates and other biological fluids | 3.5h | Tumor immunity;Infection immunity;Cardiovascular biology;Hepatology;Hormone metabolism; | The test principle applied in this kit is Sandwich enzyme immunoassay. The microtiter plate provided in this kit has been pre-coated with an antibody specific to Tissue Inhibitors Of Metalloproteinase 1(TIMP1). Standards or samples are added to the appropriate microtiter plate wells then with a biotin-conjugated antibody specific to Tissue Inhibitors Of Metalloproteinase 1(TIMP1). Next, Avidin conjugated to Horseradish Peroxidase (HRP) is added to each microplate well and incubated. After TMB substrate solution is added, only those wells that contain Tissue Inhibitors Of Metalloproteinase 1(TIMP1), biotin-conjugated antibody and enzyme-conjugated Avidin will exhibit a change in color. The enzyme-substrate reaction is terminated by the addition of sulphuric acid solution and the color change is measured spectrophotometrically at a wavelength of 450nm ± 10nm. The concentration of Tissue Inhibitors Of Metalloproteinase 1(TIMP1) in the samples is then determined by comparing the OD of the samples to the standard curve.
ELK6140 | Dog ENG(EnDoglin) ELISA Kit | CD105; END; HHT1; ORW; ORW1; Osler-Rendu-Weber Syndrome 1 | Dog | Sandwich | 0.3 ng/mL | 50 ng/mL | 0.79-50 ng/mL | Serum, plasma and other biological fluids. | 3.5h | Tumor immunity;Infection immunity; | The test principle applied in this kit is Sandwich enzyme immunoassay. The microtiter plate provided in this kit has been pre-coated with an antibody specific to Endoglin(ENG). Standards or samples are added to the appropriate microtiter plate wells then with a biotin-conjugated antibody specific to Endoglin(ENG). Next, Avidin conjugated to Horseradish Peroxidase (HRP) is added to each microplate well and incubated. After TMB substrate solution is added, only those wells that contain Endoglin(ENG), biotin-conjugated antibody and enzyme-conjugated Avidin will exhibit a change in color. The enzyme-substrate reaction is terminated by the addition of sulphuric acid solution and the color change is measured spectrophotometrically at a wavelength of 450nm ± 10nm. The concentration of Endoglin(ENG) in the samples is then determined by comparing the OD of the samples to the standard curve.
ELK6034 | Dog F8(Coagulation Factor VIII) ELISA Kit | FVIII; AHF; HEMA; F8B; F8C; Antihemophilic Globulin; Hemophilia A; Anti-Hemophilic Factor A; FVIII Procoagulant Component; F8 Protein | Dog | Sandwich | 28 pg/mL | 5000 pg/mL | 78.13-5000 pg/mL | plasma | 3.5h | Metabolic pathway;Hematology; | The test principle applied in this kit is Sandwich enzyme immunoassay. The microtiter plate provided in this kit has been pre-coated with an antibody specific to Coagulation Factor VIII(F8). Standards or samples are added to the appropriate microtiter plate wells then with a biotin-conjugated antibody specific to Coagulation Factor VIII(F8). Next, Avidin conjugated to Horseradish Peroxidase (HRP) is added to each microplate well and incubated. After TMB substrate solution is added, only those wells that contain Coagulation Factor VIII(F8), biotin-conjugated antibody and enzyme-conjugated Avidin will exhibit a change in color. The enzyme-substrate reaction is terminated by the addition of sulphuric acid solution and the color change is measured spectrophotometrically at a wavelength of 450nm ± 10nm. The concentration of Coagulation Factor VIII(F8) in the samples is then determined by comparing the OD of the samples to the standard curve.
ELK6030 | Dog C3a(Complement Component 3a) ELISA Kit | Complement Component 3a | Dog | Sandwich | 1.29 ng/mL | 200 ng/mL | 3.13-200 ng/mL | serum and plasma | 3.5h | Infection immunity;Immune molecule;Autoimmunity; | The test principle applied in this kit is Sandwich enzyme immunoassay. The microtiter plate provided in this kit has been pre-coated with an antibody specific to Complement Component 3a(C3a). Standards or samples are added to the appropriate microtiter plate wells then with a biotin-conjugated antibody specific to Complement Component 3a(C3a). Next, Avidin conjugated to Horseradish Peroxidase (HRP) is added to each microplate well and incubated. After TMB substrate solution is added, only those wells that contain Complement Component 3a(C3a), biotin-conjugated antibody and enzyme-conjugated Avidin will exhibit a change in color. The enzyme-substrate reaction is terminated by the addition of sulphuric acid solution and the color change is measured spectrophotometrically at a wavelength of 450nm ± 10nm. The concentration of Complement Component 3a(C3a) in the samples is then determined by comparing the OD of the samples to the standard curve.
ELK6023 | Dog NOS2/iNOS(NitricOxide Synthase 2, Inducible) ELISA Kit | NOS2A; INOS; HEP-NOS; I-NOS; Hepatocytes Oxide Synthase; Peptidyl-cysteine S-nitrosylase NOS2; NOS2; Nitric Oxide Synthase 2, Inducible | Dog | Sandwich | 0.126 ng/mL | 20 ng/mL | 0.32-20 ng/mL | Serum, plasma, tissue homogenates and other biological fluids. | 3.5h | Enzyme & Kinase;Metabolic pathway;Tumor immunity;Cardiovascular biology; | The test principle applied in this kit is Sandwich enzyme immunoassay. The microtiter plate provided in this kit has been pre-coated with an antibody specific to NitricOxide Synthase 2, Inducible(NOS2/iNOS). Standards or samples are added to the appropriate microtiter plate wells then with a biotin-conjugated antibody specific to NitricOxide Synthase 2, Inducible(NOS2/iNOS). Next, Avidin conjugated to Horseradish Peroxidase (HRP) is added to each microplate well and incubated. After TMB substrate solution is added, only those wells that contain NitricOxide Synthase 2, Inducible(NOS2/iNOS), biotin-conjugated antibody and enzyme-conjugated Avidin will exhibit a change in color. The enzyme-substrate reaction is terminated by the addition of sulphuric acid solution and the color change is measured spectrophotometrically at a wavelength of 450nm ± 10nm. The concentration of NitricOxide Synthase 2, Inducible(NOS2/iNOS) in the samples is then determined by comparing the OD of the samples to the standard curve.
ELK6020 | Dog TRAIL(Tumor Necrosis Factor Related Apoptosis Inducing Ligand) ELISA Kit | CD253; TNFSF10; APO2L; Apo2-L; TL2; TRAIL; Tumor Necrosis Factor Ligand Superfamily Member 10; Apo-2 Ligand | Dog | Sandwich | 0.055 ng/mL | 10 ng/mL | 0.16-10 ng/mL | Tissue homogenates, cell lysates and other biological fluids. | 3.5h | Apoptosis;Tumor immunity; | The test principle applied in this kit is Sandwich enzyme immunoassay. The microtiter plate provided in this kit has been pre-coated with an antibody specific to Tumor Necrosis Factor Related Apoptosis Inducing Ligand(TRAIL). Standards or samples are added to the appropriate microtiter plate wells then with a biotin-conjugated antibody specific to Tumor Necrosis Factor Related Apoptosis Inducing Ligand(TRAIL). Next, Avidin conjugated to Horseradish Peroxidase (HRP) is added to each microplate well and incubated. After TMB substrate solution is added, only those wells that contain Tumor Necrosis Factor Related Apoptosis Inducing Ligand(TRAIL), biotin-conjugated antibody and enzyme-conjugated Avidin will exhibit a change in color. The enzyme-substrate reaction is terminated by the addition of sulphuric acid solution and the color change is measured spectrophotometrically at a wavelength of 450nm ± 10nm. The concentration of Tumor Necrosis Factor Related Apoptosis Inducing Ligand(TRAIL) in the samples is then determined by comparing the OD of the samples to the standard curve.
ELK6007 | Dog GH(Growth Hormone) ELISA Kit | GH1; GH-N; GHN; hGH-N; Somatotropin; Hygetropin; Jintropin; Kigtropin; Pituitary Growth Hormone; Growth Hormone, Normal | Dog | Sandwich | 0.057 ng/mL | 10 ng/mL | 0.16-10 ng/mL | Serum, plasma and other biological fluids | 3.5h | Endocrinology;Neuro science;Hormone metabolism; | The test principle applied in this kit is Sandwich enzyme immunoassay. The microtiter plate provided in this kit has been pre-coated with an antibody specific to Growth Hormone(GH). Standards or samples are added to the appropriate microtiter plate wells then with a biotin-conjugated antibody specific to Growth Hormone(GH). Next, Avidin conjugated to Horseradish Peroxidase (HRP) is added to each microplate well and incubated. After TMB substrate solution is added, only those wells that contain Growth Hormone(GH), biotin-conjugated antibody and enzyme-conjugated Avidin will exhibit a change in color. The enzyme-substrate reaction is terminated by the addition of sulphuric acid solution and the color change is measured spectrophotometrically at a wavelength of 450nm ± 10nm. The concentration of Growth Hormone(GH) in the samples is then determined by comparing the OD of the samples to the standard curve.
ELK6002 | Dog ADP(Adiponectin) ELISA Kit | GBP28; ApM1; AdipoQ; Acrp30; ACDC; APM1; C1Q And Collagen Domain Containing; Adipocyte Complement-Related Protein Of 30 KDa; Adipose Most Abundant Gene Transcript 1 | Dog | Sandwich | 32 pg/mL | 5000 pg/mL | 78.13-5000 pg/mL | serum, plasma and other biological fluids | 3.5h | Metabolic pathway;Infection immunity;Cardiovascular biology; | The test principle applied in this kit is Sandwich enzyme immunoassay. The microtiter plate provided in this kit has been pre-coated with an antibody specific to Adiponectin(ADP). Standards or samples are added to the appropriate microtiter plate wells then with a biotin-conjugated antibody specific to Adiponectin(ADP). Next, Avidin conjugated to Horseradish Peroxidase (HRP) is added to each microplate well and incubated. After TMB substrate solution is added, only those wells that contain Adiponectin(ADP), biotin-conjugated antibody and enzyme-conjugated Avidin will exhibit a change in color. The enzyme-substrate reaction is terminated by the addition of sulphuric acid solution and the color change is measured spectrophotometrically at a wavelength of 450nm ± 10nm. The concentration of Adiponectin(ADP) in the samples is then determined by comparing the OD of the samples to the standard curve.
ELK6001 | Dog HGF(Hepatocyte Growth Factor) ELISA Kit | HGF; F-TCF; HGFB; HPTA; SF; Scatter Factor; Hepapoietin A; Fibroblast-Derived Tumor Cytotoxic Factor; Lung Fibroblast-Derived Mitogen | Dog | Sandwich | 5.6 pg/mL | 1000 pg/mL | 15.63-1000 pg/mL | serum, plasma and other biological fluids | 3.5h | Cytokine;Tumor immunity;Hepatology; | The test principle applied in this kit is Sandwich enzyme immunoassay. The microtiter plate provided in this kit has been pre-coated with an antibody specific to Hepatocyte Growth Factor(HGF). Standards or samples are added to the appropriate microtiter plate wells then with a biotin-conjugated antibody specific to Hepatocyte Growth Factor(HGF). Next, Avidin conjugated to Horseradish Peroxidase (HRP) is added to each microplate well and incubated. After TMB substrate solution is added, only those wells that contain Hepatocyte Growth Factor(HGF), biotin-conjugated antibody and enzyme-conjugated Avidin will exhibit a change in color. The enzyme-substrate reaction is terminated by the addition of sulphuric acid solution and the color change is measured spectrophotometrically at a wavelength of 450nm ± 10nm. The concentration of Hepatocyte Growth Factor(HGF) in the samples is then determined by comparing the OD of the samples to the standard curve.
ELK5992 | Dog HMGB-1(HighMobility Group Protein B1) ELISA Kit | HMGB1; HMG3; SBP1; Sulfoglucuronyl Carbohydrate Binding Protein; Amphoterin; High Mobility Group Box 1 Protein; HMG1; High Mobility Group Protein 1 | Dog | Sandwich | 2.73 pg/mL | 400 pg/mL | 6.25-400 pg/mL | serum, plasma and other biological fluids | 3.5h | Infection immunity; | The test principle applied in this kit is Sandwich enzyme immunoassay. The microtiter plate provided in this kit has been pre-coated with an antibody specific to HighMobility Group Protein B1(HMGB-1). Standards or samples are added to the appropriate microtiter plate wells then with a biotin-conjugated antibody specific to HighMobility Group Protein B1(HMGB-1). Next, Avidin conjugated to Horseradish Peroxidase (HRP) is added to each microplate well and incubated. After TMB substrate solution is added, only those wells that contain HighMobility Group Protein B1(HMGB-1), biotin-conjugated antibody and enzyme-conjugated Avidin will exhibit a change in color. The enzyme-substrate reaction is terminated by the addition of sulphuric acid solution and the color change is measured spectrophotometrically at a wavelength of 450nm ± 10nm. The concentration of HighMobility Group Protein B1(HMGB-1) in the samples is then determined by comparing the OD of the samples to the standard curve.
ELK5973 | Dog SELE(Selectin, Endothelium) ELISA Kit | CD62E; CD62-E; E-Selectin; ELAM; ELAM1; ESEL; SEL-E; E-LAM; E-LAM1; E-SEL; LECAM2; Endothelial Leukocyte Adhesion Molecule 1; CD62 Antigen-Like Family Member E | Dog | Sandwich | 2.84 pg/mL | 400 pg/mL | 6.25-400 pg/mL | serum, plasma, tissue homogenates and other biological fluids | 3.5h | Signal transduction;CD & Adhesion molecule;Tumor immunity;Infection immunity; | The test principle applied in this kit is Sandwich enzyme immunoassay. The microtiter plate provided in this kit has been pre-coated with an antibody specific to Selectin, Endothelium(SELE). Standards or samples are added to the appropriate microtiter plate wells then with a biotin-conjugated antibody specific to Selectin, Endothelium(SELE). Next, Avidin conjugated to Horseradish Peroxidase (HRP) is added to each microplate well and incubated. After TMB substrate solution is added, only those wells that contain Selectin, Endothelium(SELE), biotin-conjugated antibody and enzyme-conjugated Avidin will exhibit a change in color. The enzyme-substrate reaction is terminated by the addition of sulphuric acid solution and the color change is measured spectrophotometrically at a wavelength of 450nm ± 10nm. The concentration of Selectin, Endothelium(SELE) in the samples is then determined by comparing the OD of the samples to the standard curve.
ELK5963 | Dog BMP4(Bone Morphogenetic Protein 4) ELISA Kit | BMP2B; BMP2-B; BMP2B1; ZYME; DVR4; Bone morphogenetic protein 2B | Dog | Sandwich | 12.4 pg/mL | 2000 pg/mL | 31.25-2000 pg/mL | Serum, plasma and other biological fluids. | 3.5h | Developmental science;Bone metabolism; | The test principle applied in this kit is Sandwich enzyme immunoassay. The microtiter plate provided in this kit has been pre-coated with an antibody specific to Bone Morphogenetic Protein 4(BMP4). Standards or samples are added to the appropriate microtiter plate wells then with a biotin-conjugated antibody specific to Bone Morphogenetic Protein 4(BMP4). Next, Avidin conjugated to Horseradish Peroxidase (HRP) is added to each microplate well and incubated. After TMB substrate solution is added, only those wells that contain Bone Morphogenetic Protein 4(BMP4), biotin-conjugated antibody and enzyme-conjugated Avidin will exhibit a change in color. The enzyme-substrate reaction is terminated by the addition of sulphuric acid solution and the color change is measured spectrophotometrically at a wavelength of 450nm ± 10nm. The concentration of Bone Morphogenetic Protein 4(BMP4) in the samples is then determined by comparing the OD of the samples to the standard curve.
ELK5937 | Dog MIP3b(Macrophage Inflammatory Protein 3 Beta) ELISA Kit | CCL19; CKb11; ELC; MIP3-B; SCYA19; Chemokine C-C-Motif Ligand 19; Beta Chemokine Exodus-3; CK Beta-11; EBI1-Ligand Chemokine; Small Inducible Cytokine Subfamily A19 | Dog | Sandwich | 5.6 pg/mL | 1000 pg/mL | 15.63-1000 pg/mL | Serum, plasma and other biological fluids. | 3.5h | Cytokine;Infection immunity; | The test principle applied in this kit is Sandwich enzyme immunoassay. The microtiter plate provided in this kit has been pre-coated with an antibody specific to Macrophage Inflammatory Protein 3 Beta(MIP3b). Standards or samples are added to the appropriate microtiter plate wells then with a biotin-conjugated antibody specific to Macrophage Inflammatory Protein 3 Beta(MIP3b). Next, Avidin conjugated to Horseradish Peroxidase (HRP) is added to each microplate well and incubated. After TMB substrate solution is added, only those wells that contain Macrophage Inflammatory Protein 3 Beta(MIP3b), biotin-conjugated antibody and enzyme-conjugated Avidin will exhibit a change in color. The enzyme-substrate reaction is terminated by the addition of sulphuric acid solution and the color change is measured spectrophotometrically at a wavelength of 450nm ± 10nm. The concentration of Macrophage Inflammatory Protein 3 Beta(MIP3b) in the samples is then determined by comparing the OD of the samples to the standard curve.
ELK5936 | Dog MIP1a(Macrophage Inflammatory Protein 1 Alpha) ELISA Kit | MIP1 Alpha; CCL3; MIP1-A; SCYA3; Chemokine C-C-Motif Ligand 3; Small Inducible Cytokine A3; Homologous To Mouse Mip-1a; Tonsillar Lymphocyte LD78 Alpha Protein | Dog | Sandwich | 2.8 pg/mL | 500 pg/mL | 7.82-500 pg/mL | Serum, plasma and other biological fluids. | 3.5h | Cytokine;Infection immunity; | The test principle applied in this kit is Sandwich enzyme immunoassay. The microtiter plate provided in this kit has been pre-coated with an antibody specific to Macrophage Inflammatory Protein 1 Alpha(MIP1a). Standards or samples are added to the appropriate microtiter plate wells then with a biotin-conjugated antibody specific to Macrophage Inflammatory Protein 1 Alpha(MIP1a). Next, Avidin conjugated to Horseradish Peroxidase (HRP) is added to each microplate well and incubated. After TMB substrate solution is added, only those wells that contain Macrophage Inflammatory Protein 1 Alpha(MIP1a), biotin-conjugated antibody and enzyme-conjugated Avidin will exhibit a change in color. The enzyme-substrate reaction is terminated by the addition of sulphuric acid solution and the color change is measured spectrophotometrically at a wavelength of 450nm ± 10nm. The concentration of Macrophage Inflammatory Protein 1 Alpha(MIP1a) in the samples is then determined by comparing the OD of the samples to the standard curve.
ELK5929 | Dog LEP(Leptin) ELISA Kit | OB; OBS; Obesity Homolog; Obesity Factor; Obese Protein | Dog | Sandwich | 0.126 ng/mL | 20 ng/mL | 0.32-20 ng/mL | Serum, plasma and other biological fluids | 3.5h | Metabolic pathway;Endocrinology;Cardiovascular biology; | The test principle applied in this kit is Sandwich enzyme immunoassay. The microtiter plate provided in this kit has been pre-coated with an antibody specific to Leptin(LEP). Standards or samples are added to the appropriate microtiter plate wells then with a biotin-conjugated antibody specific to Leptin(LEP). Next, Avidin conjugated to Horseradish Peroxidase (HRP) is added to each microplate well and incubated. After TMB substrate solution is added, only those wells that contain Leptin(LEP), biotin-conjugated antibody and enzyme-conjugated Avidin will exhibit a change in color. The enzyme-substrate reaction is terminated by the addition of sulphuric acid solution and the color change is measured spectrophotometrically at a wavelength of 450nm ± 10nm. The concentration of Leptin(LEP) in the samples is then determined by comparing the OD of the samples to the standard curve.
ELK5923 | Dog IL5(Interleukin 5) ELISA Kit | IL-5;E-CSF; ESGF; EDF; TRF; Colony-Stimulating Factor,Eosinophil; T-Cell replacing Factor; B Cell Differentiation Factor I; Eosinophil Differentiation Factor | Dog | Sandwich | 5.9 pg/mL | 1000 pg/mL | 15.63-1000 pg/mL | serum, plasma, tissue homogenates, cell lysates, cell culture supernates and other biological fluids | 3.5h | Cytokine;Infection immunity; | The test principle applied in this kit is Sandwich enzyme immunoassay. The microtiter plate provided in this kit has been pre-coated with an antibody specific to Interleukin 5(IL5). Standards or samples are added to the appropriate microtiter plate wells then with a biotin-conjugated antibody specific to Interleukin 5(IL5). Next, Avidin conjugated to Horseradish Peroxidase (HRP) is added to each microplate well and incubated. After TMB substrate solution is added, only those wells that contain Interleukin 5(IL5), biotin-conjugated antibody and enzyme-conjugated Avidin will exhibit a change in color. The enzyme-substrate reaction is terminated by the addition of sulphuric acid solution and the color change is measured spectrophotometrically at a wavelength of 450nm ± 10nm. The concentration of Interleukin 5(IL5) in the samples is then determined by comparing the OD of the samples to the standard curve.
ELK5920 | Dog IL3(Interleukin 3) ELISA Kit | IL-3;MCGF; MULTI-CSF; MCSF; M-CSF; Multiple; Multilineage-Colony-Stimulating Factor; Hematopoietic Growth Factor; P-Cell Stimulating Factor; Mast-Cell Growth Factor | Dog | Sandwich | 6.5 pg/mL | 1000 pg/mL | 15.63-1000 pg/mL | Serum, plasma and other biological fluids. | 3.5h | Cytokine;Infection immunity; | The test principle applied in this kit is Sandwich enzyme immunoassay. The microtiter plate provided in this kit has been pre-coated with an antibody specific to Interleukin 3(IL3). Standards or samples are added to the appropriate microtiter plate wells then with a biotin-conjugated antibody specific to Interleukin 3(IL3). Next, Avidin conjugated to Horseradish Peroxidase (HRP) is added to each microplate well and incubated. After TMB substrate solution is added, only those wells that contain Interleukin 3(IL3), biotin-conjugated antibody and enzyme-conjugated Avidin will exhibit a change in color. The enzyme-substrate reaction is terminated by the addition of sulphuric acid solution and the color change is measured spectrophotometrically at a wavelength of 450nm ± 10nm. The concentration of Interleukin 3(IL3) in the samples is then determined by comparing the OD of the samples to the standard curve.
ELK5914 | Dog IL1a(Interleukin 1 Alpha) ELISA Kit | IL1 Alpha; IL1-A; IL-1α; IL1F1; Preinterleukin 1 Alpha; Hematopoietin-1; Pro-Interleukin-1-Alpha; Interleukin-1 Family Member 1 | Dog | Sandwich | 3.3 pg/mL | 500 pg/mL | 7.82-500 pg/mL | serum, plasma, tissue homogenates, cell lysates, cell culture supernates and other biological fluids | 3.5h | Cytokine;Apoptosis; | The test principle applied in this kit is Sandwich enzyme immunoassay. The microtiter plate provided in this kit has been pre-coated with an antibody specific to Interleukin 1 Alpha(IL1a). Standards or samples are added to the appropriate microtiter plate wells then with a biotin-conjugated antibody specific to Interleukin 1 Alpha(IL1a). Next, Avidin conjugated to Horseradish Peroxidase (HRP) is added to each microplate well and incubated. After TMB substrate solution is added, only those wells that contain Interleukin 1 Alpha(IL1a), biotin-conjugated antibody and enzyme-conjugated Avidin will exhibit a change in color. The enzyme-substrate reaction is terminated by the addition of sulphuric acid solution and the color change is measured spectrophotometrically at a wavelength of 450nm ± 10nm. The concentration of Interleukin 1 Alpha(IL1a) in the samples is then determined by comparing the OD of the samples to the standard curve.
ELK5911 | Dog ELA2(Elastase 2, Neutrophil) ELISA Kit | ELANE; HLE; HNE; NE; PMN-E; Neutrophil Elastase; Medullasin; Polymorphonuclear Leukocyte Elastase; Bone Marrow Serine Protease; Human Leukocyte Elastase; PMN Elastase | Dog | Sandwich | 13.5 pg/mL | 2000 pg/mL | 31.25-2000 pg/mL | Serum, plasma and other biological fluids | 3.5h | Enzyme & Kinase;Infection immunity; | The test principle applied in this kit is Sandwich enzyme immunoassay. The microtiter plate provided in this kit has been pre-coated with an antibody specific to Elastase 2, Neutrophil(ELA2). Standards or samples are added to the appropriate microtiter plate wells then with a biotin-conjugated antibody specific to Elastase 2, Neutrophil(ELA2). Next, Avidin conjugated to Horseradish Peroxidase (HRP) is added to each microplate well and incubated. After TMB substrate solution is added, only those wells that contain Elastase 2, Neutrophil(ELA2), biotin-conjugated antibody and enzyme-conjugated Avidin will exhibit a change in color. The enzyme-substrate reaction is terminated by the addition of sulphuric acid solution and the color change is measured spectrophotometrically at a wavelength of 450nm ± 10nm. The concentration of Elastase 2, Neutrophil(ELA2) in the samples is then determined by comparing the OD of the samples to the standard curve.
ELK5899 | Dog IL1RA(Interleukin 1 Receptor Antagonist) ELISA Kit | IL1RN; IL1-RA; ICIL1RA; IL1ra3; IL1F3; IRAP; IL-1RA; Interleukin-1 Family Member 3; IL1 inhibitor; Anakinra | Dog | Sandwich | 12.7 pg/mL | 2000 pg/mL | 31.25-2000 pg/mL | Serum, plasma, tissue homogenates and other biological fluids | 3.5h | Cytokine;Signal transduction;Infection immunity; | The test principle applied in this kit is Sandwich enzyme immunoassay. The microtiter plate provided in this kit has been pre-coated with an antibody specific to Interleukin 1 Receptor Antagonist(IL1RA). Standards or samples are added to the appropriate microtiter plate wells then with a biotin-conjugated antibody specific to Interleukin 1 Receptor Antagonist(IL1RA). Next, Avidin conjugated to Horseradish Peroxidase (HRP) is added to each microplate well and incubated. After TMB substrate solution is added, only those wells that contain Interleukin 1 Receptor Antagonist(IL1RA), biotin-conjugated antibody and enzyme-conjugated Avidin will exhibit a change in color. The enzyme-substrate reaction is terminated by the addition of sulphuric acid solution and the color change is measured spectrophotometrically at a wavelength of 450nm ± 10nm. The concentration of Interleukin 1 Receptor Antagonist(IL1RA) in the samples is then determined by comparing the OD of the samples to the standard curve.
ELK5898 | Dog IFNb(Interferon Beta) ELISA Kit | IFNB1; IFN-B; IFB; IFF; IFNB; Interferon Beta 1 Fibroblast; IFN Beta | Dog | Sandwich | 6.4 pg/mL | 1000 pg/mL | 15.63-1000 pg/mL | serum, plasma, tissue homogenates, cell lysates, cell culture supernates and other biological fluids | 3.5h | Cytokine;Tumor immunity;Infection immunity; | The test principle applied in this kit is Sandwich enzyme immunoassay. The microtiter plate provided in this kit has been pre-coated with an antibody specific to Interferon Beta(IFNb). Standards or samples are added to the appropriate microtiter plate wells then with a biotin-conjugated antibody specific to Interferon Beta(IFNb). Next, Avidin conjugated to Horseradish Peroxidase (HRP) is added to each microplate well and incubated. After TMB substrate solution is added, only those wells that contain Interferon Beta(IFNb), biotin-conjugated antibody and enzyme-conjugated Avidin will exhibit a change in color. The enzyme-substrate reaction is terminated by the addition of sulphuric acid solution and the color change is measured spectrophotometrically at a wavelength of 450nm ± 10nm. The concentration of Interferon Beta(IFNb) in the samples is then determined by comparing the OD of the samples to the standard curve.
ELK5883 | Dog aFP(Alpha-Fetoprotein) ELISA Kit | A-FP; FETA; HPAFP; Alpha-Fetoglobulin; Alpha-1-fetoprotein | Dog | Sandwich | 0.137 ng/mL | 20 ng/mL | 0.32-20 ng/mL | serum, plasma and other biological fluids | 3.5h | Tumor immunity;Hepatology; | The test principle applied in this kit is Sandwich enzyme immunoassay. The microtiter plate provided in this kit has been pre-coated with an antibody specific to Alpha-Fetoprotein(aFP). Standards or samples are added to the appropriate microtiter plate wells then with a biotin-conjugated antibody specific to Alpha-Fetoprotein(aFP). Next, Avidin conjugated to Horseradish Peroxidase (HRP) is added to each microplate well and incubated. After TMB substrate solution is added, only those wells that contain Alpha-Fetoprotein(aFP), biotin-conjugated antibody and enzyme-conjugated Avidin will exhibit a change in color. The enzyme-substrate reaction is terminated by the addition of sulphuric acid solution and the color change is measured spectrophotometrically at a wavelength of 450nm ± 10nm. The concentration of Alpha-Fetoprotein(aFP) in the samples is then determined by comparing the OD of the samples to the standard curve.
ELK5874 | Dog IL12A(Interleukin 12A) ELISA Kit | IL-12A;p35; IL12-A; CLMF1; NFSK; NKSF1; Natural Killer Cell Stimulatory Factor 1; Cytotoxic Lymphocyte Maturation Factor 1; NF Cell Stimulatory Factor Chain 1 | Dog | Sandwich | 5.6 pg/mL | 1000 pg/mL | 15.63-1000 pg/mL | serum, plasma, tissue homogenates, cell lysates, cell culture supernates and other biological fluids | 3.5h | Cytokine;Infection immunity; | The test principle applied in this kit is Sandwich enzyme immunoassay. The microtiter plate provided in this kit has been pre-coated with an antibody specific to Interleukin 12A(IL12A). Standards or samples are added to the appropriate microtiter plate wells then with a biotin-conjugated antibody specific to Interleukin 12A(IL12A). Next, Avidin conjugated to Horseradish Peroxidase (HRP) is added to each microplate well and incubated. After TMB substrate solution is added, only those wells that contain Interleukin 12A(IL12A), biotin-conjugated antibody and enzyme-conjugated Avidin will exhibit a change in color. The enzyme-substrate reaction is terminated by the addition of sulphuric acid solution and the color change is measured spectrophotometrically at a wavelength of 450nm ± 10nm. The concentration of Interleukin 12A(IL12A) in the samples is then determined by comparing the OD of the samples to the standard curve.
ELK5869 | Dog IL-12p40(Interleukin 12 p40) ELISA Kit | IL-12B; p40; IL12B; CLMF2; NKSF2; Natural Killer Cell Stimulatory Factor 2; Cytotoxic Lymphocyte Maturation Factor 2; Interleukin 23, P40 Subunit | Dog | Sandwich | 6.1 pg/mL | 1000 pg/mL | 15.63-1000 pg/mL | serum, plasma, tissue homogenates, cell lysates, cell culture supernates and other biological fluids | 3.5h | Cytokine;Infection immunity;Immune molecule; | The test principle applied in this kit is Sandwich enzyme immunoassay. The microtiter plate provided in this kit has been pre-coated with an antibody specific to Interleukin 12 p40(IL-12p40). Standards or samples are added to the appropriate microtiter plate wells then with a biotin-conjugated antibody specific to Interleukin 12 p40(IL-12p40). Next, Avidin conjugated to Horseradish Peroxidase (HRP) is added to each microplate well and incubated. After TMB substrate solution is added, only those wells that contain Interleukin 12 p40(IL-12p40), biotin-conjugated antibody and enzyme-conjugated Avidin will exhibit a change in color. The enzyme-substrate reaction is terminated by the addition of sulphuric acid solution and the color change is measured spectrophotometrically at a wavelength of 450nm ± 10nm. The concentration of Interleukin 12 p40(IL-12p40) in the samples is then determined by comparing the OD of the samples to the standard curve.
ELK5863 | Dog TPO(Thrombopoietin) ELISA Kit | ML; THPO; MGDF; MKCSF; MPLLG; THCYT1 | Dog | Sandwich | 6.3 pg/mL | 1000 pg/mL | 15.63-1000 pg/mL | Serum, plasma and other biological fluids. | 3.5h | Hematology;Hormone metabolism; | The test principle applied in this kit is Sandwich enzyme immunoassay. The microtiter plate provided in this kit has been pre-coated with an antibody specific to Thrombopoietin(TPO). Standards or samples are added to the appropriate microtiter plate wells then with a biotin-conjugated antibody specific to Thrombopoietin(TPO). Next, Avidin conjugated to Horseradish Peroxidase (HRP) is added to each microplate well and incubated. After TMB substrate solution is added, only those wells that contain Thrombopoietin(TPO), biotin-conjugated antibody and enzyme-conjugated Avidin will exhibit a change in color. The enzyme-substrate reaction is terminated by the addition of sulphuric acid solution and the color change is measured spectrophotometrically at a wavelength of 450nm ± 10nm. The concentration of Thrombopoietin(TPO) in the samples is then determined by comparing the OD of the samples to the standard curve.
ELK5851 | Dog CAV1(Caveolin 1) ELISA Kit | VIP21; Caveolae Protein 22kDa | Dog | Sandwich | 32 pg/mL | 5000 pg/mL | 78.13-5000 pg/mL | Serum, plasma, tissue homogenates and other biological fluids. | 3.5h | Tumor immunity; | The test principle applied in this kit is Sandwich enzyme immunoassay. The microtiter plate provided in this kit has been pre-coated with an antibody specific to Caveolin 1(CAV1). Standards or samples are added to the appropriate microtiter plate wells then with a biotin-conjugated antibody specific to Caveolin 1(CAV1). Next, Avidin conjugated to Horseradish Peroxidase (HRP) is added to each microplate well and incubated. After TMB substrate solution is added, only those wells that contain Caveolin 1(CAV1), biotin-conjugated antibody and enzyme-conjugated Avidin will exhibit a change in color. The enzyme-substrate reaction is terminated by the addition of sulphuric acid solution and the color change is measured spectrophotometrically at a wavelength of 450nm ± 10nm. The concentration of Caveolin 1(CAV1) in the samples is then determined by comparing the OD of the samples to the standard curve.
ELK5834 | Dog SCF(Stem Cell Factor) ELISA Kit | KITLG; MGF; SF; KL1; Kitl; FPH2; Kit-Ligand; Steel Factor; Mast Cell Growth Factor; Steel factor; Familial Progressive Hyperpigmentation 2 | Dog | Sandwich | 6.5 pg/mL | 1000 pg/mL | 15.63-1000 pg/mL | Serum, plasma and other biological fluids. | 3.5h | Cytokine;Hematology; | The test principle applied in this kit is Sandwich enzyme immunoassay. The microtiter plate provided in this kit has been pre-coated with an antibody specific to Stem Cell Factor(SCF). Standards or samples are added to the appropriate microtiter plate wells then with a biotin-conjugated antibody specific to Stem Cell Factor(SCF). Next, Avidin conjugated to Horseradish Peroxidase (HRP) is added to each microplate well and incubated. After TMB substrate solution is added, only those wells that contain Stem Cell Factor(SCF), biotin-conjugated antibody and enzyme-conjugated Avidin will exhibit a change in color. The enzyme-substrate reaction is terminated by the addition of sulphuric acid solution and the color change is measured spectrophotometrically at a wavelength of 450nm ± 10nm. The concentration of Stem Cell Factor(SCF) in the samples is then determined by comparing the OD of the samples to the standard curve.
ELK5811 | Dog CCKAR(Cholecystokinin A Receptor) ELISA Kit | CCK-A; CCK1; CCKRA; CCK1R; Cholecystokinin Type 1 Receptor | Dog | Sandwich | 0.124 ng/mL | 20 ng/mL | 0.32-20 ng/mL | Tissue homogenates and other biological fluids. | 3.5h | Signal transduction;Endocrinology;Hepatology;Hormone metabolism; | The test principle applied in this kit is Sandwich enzyme immunoassay. The microtiter plate provided in this kit has been pre-coated with an antibody specific to Cholecystokinin A Receptor(CCKAR). Standards or samples are added to the appropriate microtiter plate wells then with a biotin-conjugated antibody specific to Cholecystokinin A Receptor(CCKAR). Next, Avidin conjugated to Horseradish Peroxidase (HRP) is added to each microplate well and incubated. After TMB substrate solution is added, only those wells that contain Cholecystokinin A Receptor(CCKAR), biotin-conjugated antibody and enzyme-conjugated Avidin will exhibit a change in color. The enzyme-substrate reaction is terminated by the addition of sulphuric acid solution and the color change is measured spectrophotometrically at a wavelength of 450nm ± 10nm. The concentration of Cholecystokinin A Receptor(CCKAR) in the samples is then determined by comparing the OD of the samples to the standard curve.
ELK5805 | Dog IP10(Interferon Gamma Induced Protein 10kDa) ELISA Kit | CXCL10; C7; IFI10; INP10; SCYB10; Crg2; GIP10; Mob1; Chemokine C-X-C Motif Ligand 10; Small Inducible Cytokine Subfamily B(Cys-X-Cys)Member 10 | Dog | Sandwich | 5.9 pg/mL | 1000 pg/mL | 15.63-1000 pg/mL | serum, plasma and other biological fluids | 3.5h | Cytokine;Tumor immunity;Infection immunity; | The test principle applied in this kit is Sandwich enzyme immunoassay. The microtiter plate provided in this kit has been pre-coated with an antibody specific to Interferon Gamma Induced Protein 10kDa(IP10). Standards or samples are added to the appropriate microtiter plate wells then with a biotin-conjugated antibody specific to Interferon Gamma Induced Protein 10kDa(IP10). Next, Avidin conjugated to Horseradish Peroxidase (HRP) is added to each microplate well and incubated. After TMB substrate solution is added, only those wells that contain Interferon Gamma Induced Protein 10kDa(IP10), biotin-conjugated antibody and enzyme-conjugated Avidin will exhibit a change in color. The enzyme-substrate reaction is terminated by the addition of sulphuric acid solution and the color change is measured spectrophotometrically at a wavelength of 450nm ± 10nm. The concentration of Interferon Gamma Induced Protein 10kDa(IP10) in the samples is then determined by comparing the OD of the samples to the standard curve.
ELK5804 | Dog IGF1(Insulin Like Growth Factor 1) ELISA Kit | IGFI; IGF1A; IBP1; MGF; Somatomedin C; Mechano Growth Gactor | Dog | Sandwich | 31 pg/mL | 5000 pg/mL | 78.13-5000 pg/mL | serum, plasma, tissue homogenates, cell lysates, cell culture supernates and other biological fluids | 3.5h | Tumor immunity;Endocrinology; | The test principle applied in this kit is Sandwich enzyme immunoassay. The microtiter plate provided in this kit has been pre-coated with an antibody specific to Insulin Like Growth Factor 1(IGF1). Standards or samples are added to the appropriate microtiter plate wells then with a biotin-conjugated antibody specific to Insulin Like Growth Factor 1(IGF1). Next, Avidin conjugated to Horseradish Peroxidase (HRP) is added to each microplate well and incubated. After TMB substrate solution is added, only those wells that contain Insulin Like Growth Factor 1(IGF1), biotin-conjugated antibody and enzyme-conjugated Avidin will exhibit a change in color. The enzyme-substrate reaction is terminated by the addition of sulphuric acid solution and the color change is measured spectrophotometrically at a wavelength of 450nm ± 10nm. The concentration of Insulin Like Growth Factor 1(IGF1) in the samples is then determined by comparing the OD of the samples to the standard curve.
ELK5800 | Dog IL13(Interleukin 13) ELISA Kit | IL-13;ALRH; BHR1; P600;NC30 | Dog | Sandwich | 5.8 pg/mL | 1000 pg/mL | 15.63-1000 pg/mL | serum, plasma, tissue homogenates, cell lysates, cell culture supernates and other biological fluids | 3.5h | Cytokine;Infection immunity; | The test principle applied in this kit is Sandwich enzyme immunoassay. The microtiter plate provided in this kit has been pre-coated with an antibody specific to Interleukin 13(IL13). Standards or samples are added to the appropriate microtiter plate wells then with a biotin-conjugated antibody specific to Interleukin 13(IL13). Next, Avidin conjugated to Horseradish Peroxidase (HRP) is added to each microplate well and incubated. After TMB substrate solution is added, only those wells that contain Interleukin 13(IL13), biotin-conjugated antibody and enzyme-conjugated Avidin will exhibit a change in color. The enzyme-substrate reaction is terminated by the addition of sulphuric acid solution and the color change is measured spectrophotometrically at a wavelength of 450nm ± 10nm. The concentration of Interleukin 13(IL13) in the samples is then determined by comparing the OD of the samples to the standard curve.
ELK7479 | Dog vWF(Von Willebrand Factor) ELISA Kit | F8VWF; VWD; von Willebrand antigen 2 | Dog | Competitive Inhibition | 4.11 ng/mL | 800 ng/mL | 12.5-800 ng/mL | Plasma. | 2h | Signal transduction;Hematology; | This assay employs the competitive inhibition enzyme immunoassay technique. The microtiter plate provided in this kit has been pre-coated with Von Willebrand Factor(vWF) protein. Standards or samples are added to the appropriate microtiter plate wells then with a biotin-conjugated antibody specific to Von Willebrand Factor(vWF). Next,Avidin conjugated to Horseradish Peroxidase (HRP) is added to each microplate well and incubated. After TMB substrate solution is added. The enzyme-substrate reaction is terminated by the addition of sulphuric acid solution and the color change is measured spectrophotometrically at a wavelength of 450nm ± 10nm. The concentration of Von Willebrand Factor(vWF) in the samples is then determined by comparing the OD of the samples to the standard curve.
ELK5787 | Dog MMP3(Matrix Metalloproteinase 3) ELISA Kit | SL1; STMY; STMY1; STR1; Progelatinase; Stromelysin 1; Transin-1 | Dog | Sandwich | 0.6 ng/mL | 100 ng/mL | 1.57-100 ng/mL | serum, plasma, tissue homogenates and other biological fluids | 3.5h | Enzyme & Kinase;Tumor immunity;Infection immunity;Cardiovascular biology; | The test principle applied in this kit is Sandwich enzyme immunoassay. The microtiter plate provided in this kit has been pre-coated with an antibody specific to Matrix Metalloproteinase 3(MMP3). Standards or samples are added to the appropriate microtiter plate wells then with a biotin-conjugated antibody specific to Matrix Metalloproteinase 3(MMP3). Next, Avidin conjugated to Horseradish Peroxidase (HRP) is added to each microplate well and incubated. After TMB substrate solution is added, only those wells that contain Matrix Metalloproteinase 3(MMP3), biotin-conjugated antibody and enzyme-conjugated Avidin will exhibit a change in color. The enzyme-substrate reaction is terminated by the addition of sulphuric acid solution and the color change is measured spectrophotometrically at a wavelength of 450nm ± 10nm. The concentration of Matrix Metalloproteinase 3(MMP3) in the samples is then determined by comparing the OD of the samples to the standard curve.
ELK5783 | Dog TPS(Tryptase) ELISA Kit | TPSAB1; Tryptase Alpha/Beta 1; Tryptase Alpha II; Tryptase Beta I; Tryptase-I; Tryptase-II; Tryptase-III | Dog | Sandwich | 0.58 ng/mL | 100 ng/mL | 1.57-100 ng/mL | Serum, plasma, tissue homogenates and other biological fluids | 3.5h | Enzyme & Kinase;Infection immunity;Rheumatology; | The test principle applied in this kit is Sandwich enzyme immunoassay. The microtiter plate provided in this kit has been pre-coated with an antibody specific to Tryptase(TPS). Standards or samples are added to the appropriate microtiter plate wells then with a biotin-conjugated antibody specific to Tryptase(TPS). Next, Avidin conjugated to Horseradish Peroxidase (HRP) is added to each microplate well and incubated. After TMB substrate solution is added, only those wells that contain Tryptase(TPS), biotin-conjugated antibody and enzyme-conjugated Avidin will exhibit a change in color. The enzyme-substrate reaction is terminated by the addition of sulphuric acid solution and the color change is measured spectrophotometrically at a wavelength of 450nm ± 10nm. The concentration of Tryptase(TPS) in the samples is then determined by comparing the OD of the samples to the standard curve.
ELK5748 | Dog IL17(Interleukin 17) ELISA Kit | IL-17;IL17A; CTLA8; IL-17A; Cytotoxic T-Lymphocyte-Associated Protein 8 | Dog | Sandwich | 2.7 pg/mL | 500 pg/mL | 7.82-500 pg/mL | Serum, plasma, tissue homogenates, cell lysates, cell culture supernates and other biological fluids. | 3.5h | Cytokine;Infection immunity; | The test principle applied in this kit is Sandwich enzyme immunoassay. The microtiter plate provided in this kit has been pre-coated with an antibody specific to Interleukin 17(IL17). Standards or samples are added to the appropriate microtiter plate wells then with a biotin-conjugated antibody specific to Interleukin 17(IL17). Next, Avidin conjugated to Horseradish Peroxidase (HRP) is added to each microplate well and incubated. After TMB substrate solution is added, only those wells that contain Interleukin 17(IL17), biotin-conjugated antibody and enzyme-conjugated Avidin will exhibit a change in color. The enzyme-substrate reaction is terminated by the addition of sulphuric acid solution and the color change is measured spectrophotometrically at a wavelength of 450nm ± 10nm. The concentration of Interleukin 17(IL17) in the samples is then determined by comparing the OD of the samples to the standard curve.
ELK5732 | Dog OPN(Osteopontin) ELISA Kit | SPP1; BNSP; BSPI; ETA1; Secreted Phosphoprotein 1; Bone Sialoprotein I; Early T-Lymphocyte Activation 1; Nephropontin; Urinary stone protein; Uropontin | Dog | Sandwich | 0.134 ng/mL | 20 ng/mL | 0.32-20 ng/mL | serum, plasma, tissue homogenates, cell lysates, cell culture supernates and other biological fluids | 3.5h | Tumor immunity;Bone metabolism; | The test principle applied in this kit is Sandwich enzyme immunoassay. The microtiter plate provided in this kit has been pre-coated with an antibody specific to Osteopontin(OPN). Standards or samples are added to the appropriate microtiter plate wells then with a biotin-conjugated antibody specific to Osteopontin(OPN). Next, Avidin conjugated to Horseradish Peroxidase (HRP) is added to each microplate well and incubated. After TMB substrate solution is added, only those wells that contain Osteopontin(OPN), biotin-conjugated antibody and enzyme-conjugated Avidin will exhibit a change in color. The enzyme-substrate reaction is terminated by the addition of sulphuric acid solution and the color change is measured spectrophotometrically at a wavelength of 450nm ± 10nm. The concentration of Osteopontin(OPN) in the samples is then determined by comparing the OD of the samples to the standard curve.